## LBAE-SRP-RU
Прайс-лист~PRICELIST LBAE -- RUSSIA Рекомендованная розничная цена (РРЦ) на изделия в соответствии со стандартом IEC 60598 -- Действителен с 01-04-2019 -- Цены на условиях EXW Россия, c НДС, без ламп.
RU1901V1 | Article Count = 5200 | EUR | [9 empty] | Цвет |  |  | LED | LED | LED
АРТИКУЛ | НАИМЕНОВАНИЕ | РРЦ € | УС | Брэнд | Тип | Группа | Категория | LB | VC | Стр. Каталога | EAN | изделия | IP | Тип Лампы | цвет | CRI | Угол | Предыдущая Реф. | .
REFERENCE | DESCRIPTION | SRP € | RR | Brand | Type | Group | Sales Cat. | LB |  | Page | EAN | Product Colour | IP | Lamp Type | LED Colour | CRI | Angle | Previous Ref.
201 34 00 B | ANTI-GLARE TUBE B | 62.33 | . | ACCESSORIES | ACC CTRU | LA | PRO INT | . |  | LEFT | 5414823098925 | B | . | . | . | . | . | .
201 34 00 W | ANTI-GLARE TUBE W | 62.33 | . | ACCESSORIES | ACC CTRU | LA | PRO INT | . |  | LEFT | 5414823098932 | W | . | . | . | . | . | .
286 67 02 | BOWL GLASS AMBER | 114.5 | . | ACCESSORIES | ACC CTRU | LA | PRO INT | . |  | INT 0455, PRO 0692 | 5414823181634 | . | . | . | . | . | . | .
286 67 01 | BOWL GLASS CLEAR | 107.61 | . | ACCESSORIES | ACC CTRU | LA | PRO INT | . |  | INT 0455, PRO 0692 | 5414823181627 | . | . | . | . | . | . | .
286 67 03 | BOWL GLASS OPAL WHITE | 118.96 | . | ACCESSORIES | ACC CTRU | LA | PRO INT | . |  | INT 0455, PRO 0692 | 5414823196591 | . | . | . | . | . | . | .
223 99 01 B | ELBO RASTER B | 57.7 | . | ACCESSORIES | ACC CTRU | LA | PRO EXT | . |  | EXT 1053 | 5414823275647 | B | . | . | . | . | . | .
418 163 01 | FIX 40 GLASS CLEAR | 35.14 | . | ACCESSORIES | ACC CTRU | LA | PRO INT | . |  | INT 0382 | 5414823274695 | . | . | . | . | . | . | .
418 163 02 | FIX 40 GLASS FROSTED | 39.88 | . | ACCESSORIES | ACC CTRU | LA | PRO INT | . |  | INT 0382 | 5414823278983 | . | . | . | . | . | . | .
201 03 05 | GLASS SBL 40 | 20.79 | . | ACCESSORIES | ACC CTRU | LA | PRO INT | . |  | LEFT | 5414823164743 | . | . | . | . | . | . | .
413 03 05 | GLASS SBL 50 | 17.3 | . | ACCESSORIES | ACC CTRU | LA | PRO INT | . |  | LEFT | 5414823170683 | . | . | . | . | . | . | .
201 02 05 | GLASS SBL 78 | 37.66 | . | ACCESSORIES | ACC CTRU | LA | PRO INT | . |  | LEFT | 5414823182211 | . | . | . | . | . | . | .
201 06 01 B | HONEYCOMB 111 B | 28.83 | . | ACCESSORIES | ACC CTRU | LA | PRO INT | . |  | LEFT | 5414823238383 | B | . | . | . | . | . | .
201 03 01 ALU | HONEYCOMB 40 ALU | 18.1 | . | ACCESSORIES | ACC CTRU | LA | PRO INT | . |  | LEFT | 5414823165429 | ALU | . | . | . | . | . | .
201 03 01 B | HONEYCOMB 40 B | 18.1 | . | ACCESSORIES | ACC CTRU | LA | PRO INT | . |  | LEFT | 5414823164729 | B | . | . | . | . | . | .
413 03 01 B | HONEYCOMB 50 B | 17.3 | . | ACCESSORIES | ACC CTRU | LA | PRO INT | . |  | LEFT | 5414823164897 | B | . | . | . | . | . | .
201 05 01 B | HONEYCOMB 72 B | 26.37 | . | ACCESSORIES | ACC CTRU | LA | PRO INT | . |  | LEFT | 5414823238369 | B | . | . | . | . | . | .
414 04 01 B | HONEYCOMB 74 B | 22.77 | . | ACCESSORIES | ACC CTRU | LA | PRO INT | . |  | LEFT | 5414823250255 | B | . | . | . | . | . | .
201 02 01 B | HONEYCOMB 78 B | 22.77 | . | ACCESSORIES | ACC CTRU | LA | PRO INT | . |  | LEFT | 5414823165399 | B | . | . | . | . | . | .
431 03 01 B | HONEYCOMB S105 B | 111.76 | . | ACCESSORIES | ACC CTRU | LA | PRO INT | . |  | LEFT | 5414823282676 | B | . | . | . | . | . | .
201 47 11 | LENS 111 | 30.99 | . | ACCESSORIES | ACC CTRU | LA | PRO INT | . |  | LEFT | 5414823001741 | . | . | . | . | . | . | .
201 03 02 | LINEAR SPREAD LENS 40 | 17.83 | . | ACCESSORIES | ACC CTRU | LA | PRO INT | . |  | LEFT | 5414823164736 | . | . | . | . | . | . | .
413 03 02 | LINEAR SPREAD LENS 50 | 17.3 | . | ACCESSORIES | ACC CTRU | LA | PRO INT | . |  | LEFT | 5414823170652 | . | . | . | . | . | . | .
431 03 02 | LINEAR SPREAD LENS S105 | 76.29 | . | ACCESSORIES | ACC CTRU | LA | PRO INT | . |  | LEFT | 5414823282683 | . | . | . | . | . | . | .
12820 0090 | PUT S6 SOFTENING LENS | 26.3 | . | ACCESSORIES | ACC CTRU | LA | PRO INT | Æ |  | LEFT | 5414823312632 | . | . | . | . | . | . | .
201 06 04 | SOFTENING LENS 111 | 29 | . | ACCESSORIES | ACC CTRU | LA | PRO INT | . |  | LEFT | 5414823238390 | . | . | . | . | . | . | .
201 03 04 | SOFTENING LENS 40 | 17.3 | . | ACCESSORIES | ACC CTRU | LA | PRO INT | . |  | LEFT | 5414823165443 | . | . | . | . | . | . | .
413 03 04 | SOFTENING LENS 50 | 16.79 | . | ACCESSORIES | ACC CTRU | LA | PRO INT | . |  | LEFT | 5414823170676 | . | . | . | . | . | . | .
201 05 04 | SOFTENING LENS 72 | 26.06 | . | ACCESSORIES | ACC CTRU | LA | PRO INT | . |  | LEFT | 5414823238376 | . | . | . | . | . | . | .
414 04 04 | SOFTENING LENS 74 | 22.24 | . | ACCESSORIES | ACC CTRU | LA | PRO INT | . |  | LEFT | 5414823250262 | . | . | . | . | . | . | .
201 02 04 | SOFTENING LENS 78 | 22.24 | . | ACCESSORIES | ACC CTRU | LA | PRO INT | . |  | LEFT | 5414823165405 | . | . | . | . | . | . | .
201 03 03 | SPREAD LENS 40 | 17.83 | . | ACCESSORIES | ACC CTRU | LA | PRO INT | . |  | LEFT | 5414823165436 | . | . | . | . | . | . | .
413 03 03 | SPREAD LENS 50 | 17.3 | . | ACCESSORIES | ACC CTRU | LA | PRO INT | . |  | LEFT | 5414823170669 | . | . | . | . | . | . | .
201 35 00 B | SUPER-OH! CLIP + SOFTENING LENS B | 44.37 | . | ACCESSORIES | ACC CTRU | LA | PRO INT | . |  | INT 0403 | 5414823238406 | B | . | . | . | . | . | .
473 03 04 | VIZIR SOFTENING LENS | 16.11 | . | ACCESSORIES | ACC CTRU | LA | PRO INT | . |  | LEFT | 5414823284120 | . | . | . | . | . | . | .
201 27 99 A | CLIP 111 A | 37.56 | . | ACCESSORIES | ACC SOLID | LA | PRO INT | . |  | LEFT | 5414823001413 | A | . | . | . | . | . | .
201 27 99 B | CLIP 111 B | 37.56 | . | ACCESSORIES | ACC SOLID | LA | PRO INT | . |  | LEFT | 5414823001420 | B | . | . | . | . | . | .
201 27 99 W | CLIP 111 W | 37.56 | . | ACCESSORIES | ACC SOLID | LA | PRO INT | . |  | LEFT | 5414823001468 | W | . | . | . | . | . | .
201 50 50 B | CONE PUT LED B | 13.01 | . | ACCESSORIES | ACC SOLID | LA | PRO INT | . |  | LEFT | 5414823238413 | B | . | . | . | . | . | .
10034 0010 B | MICRO VISOR B | 25.62 | . | ACCESSORIES | ACC SOLID | LA | PRO INT | Æ |  | LEFT | 5414823311840 | B | . | . | . | . | . | .
12820 0050 B | PUT S6 HONEYCOMB B | 13.58 | . | ACCESSORIES | ACC SOLID | LA | PRO INT | Æ |  | LEFT | 5414823312663 | B | . | . | . | . | . | .
414 97 14 | REFLECTOR 111/H67 - 14° | 43.53 | . | ACCESSORIES | ACC SOLID | LA | PRO INT | . |  | INT 0059 | 5414823252310 | . | . | . | . | . | . | .
414 97 28 | REFLECTOR 111/H67 - 28° | 43.53 | . | ACCESSORIES | ACC SOLID | LA | PRO INT | . |  | INT 0059 | 5414823252327 | . | . | . | . | . | . | .
414 97 40 | REFLECTOR 111/H67 - 40° | 43.53 | . | ACCESSORIES | ACC SOLID | LA | PRO INT | . |  | INT 0059 | 5414823252334 | . | . | . | . | . | . | .
414 96 12 | REFLECTOR 111/H70 - 12° | 43.53 | . | ACCESSORIES | ACC SOLID | LA | PRO INT | . |  | INT 0059 | 5414823252280 | . | . | . | . | . | . | .
414 96 24 | REFLECTOR 111/H70 - 24° | 43.53 | . | ACCESSORIES | ACC SOLID | LA | PRO INT | . |  | INT 0059 | 5414823252297 | . | . | . | . | . | . | .
414 96 40 | REFLECTOR 111/H70 - 40° | 43.53 | . | ACCESSORIES | ACC SOLID | LA | PRO INT | . |  | INT 0059 | 5414823252303 | . | . | . | . | . | . | .
414 99 50 | REFLECTOR 7365/H51 - 50° | 30.99 | . | ACCESSORIES | ACC SOLID | LA | PRO INT | . |  | INT 0195, 0615 | 5414823252389 | . | . | . | . | . | . | .
414 99 20 | REFLECTOR 7369/H51 - 20° | 30.99 | . | ACCESSORIES | ACC SOLID | LA | PRO INT | . |  | INT 0195, 0615 | 5414823252365 | . | . | . | . | . | . | .
414 99 38 | REFLECTOR 7369/H51 - 38° | 30.99 | . | ACCESSORIES | ACC SOLID | LA | PRO INT | . |  | INT 0195, 0615 | 5414823252372 | . | . | . | . | . | . | .
415 32 05 W | TUBE SBL W | 21.04 | . | ACCESSORIES | ACC SOLID | LA | PRO INT | . |  | RIGHT | 5414823196478 | W | IP43/20-20/20 | . | . | . | . | .
415 32 04 W | TUBE SL W | 33.19 | . | ACCESSORIES | ACC SOLID | LA | PRO INT | . |  | RIGHT | 5414823181504 | W | IP43/20-20/20 | . | . | . | . | .
473 03 01 B | VIZIR HONEYCOMB B | 18.17 | . | ACCESSORIES | ACC SOLID | LA | PRO INT | . |  | LEFT | 5414823284113 | B | . | . | . | . | . | .
473 01 00 B | VIZIR TUBE B | 20.95 | . | ACCESSORIES | ACC SOLID | LA | PRO INT | . |  | RIGHT | 5414823284076 | B | . | . | . | . | . | .
473 01 00 FBR | VIZIR TUBE FBR | 54.16 | . | ACCESSORIES | ACC SOLID | LA | PRO INT | . |  | RIGHT | 5414823284083 | FBR | . | . | . | . | . | .
473 01 00 FG | VIZIR TUBE FG | 54.16 | . | ACCESSORIES | ACC SOLID | LA | PRO INT | . |  | RIGHT | 5414823284090 | FG | . | . | . | . | . | .
473 01 00 W | VIZIR TUBE W | 20.95 | . | ACCESSORIES | ACC SOLID | LA | PRO INT | . |  | RIGHT | 5414823284106 | W | . | . | . | . | . | .
14736 9300 B | ASTRIX 30 930 B | 443.2 | . | ASTRIX | ASTRIX | EFS | PRO EXT | Æ |  | EXT 1067 | 5414823312670 | B | IP55 | LED Technology | 3000K | 90 | . | .
14737 9300 B | ASTRIX 50 930 B | 451.68 | . | ASTRIX | ASTRIX | EFS | PRO EXT | Æ |  | EXT 1067 | 5414823313660 | B | IP55 | LED Technology | 3000K | 90 | . | .
14738 9300 B | ASTRIX 75 930 B | 477.11 | . | ASTRIX | ASTRIX | EFS | PRO EXT | Æ |  | EXT 1067 | 5414823313677 | B | IP55 | LED Technology | 3000K | 90 | . | .
14739 9300 B | ASTRIX D 30 930 B | 573.47 | . | ASTRIX | ASTRIX D | EFS | PRO EXT | Æ |  | EXT 1067 | 5414823312939 | B | IP55 | LED Technology | 3000K | 90 | . | .
14740 9300 B | ASTRIX D 50 930 B | 581.95 | . | ASTRIX | ASTRIX D | EFS | PRO EXT | Æ |  | EXT 1067 | 5414823313684 | B | IP55 | LED Technology | 3000K | 90 | . | .
14741 9300 B | ASTRIX D 75 930 B | 607.38 | . | ASTRIX | ASTRIX D | EFS | PRO EXT | Æ |  | EXT 1067 | 5414823313691 | B | IP55 | LED Technology | 3000K | 90 | . | .
318 14 811 930 G-W | AULA 26 LED 930 G-W | 449.56 | . | AULA | AULA | EFS | PRO EXT | . |  | EXT 1039 | 5414823234422 | G-W | IP55 | LED Technology | 3000K | 90 | . | .
318 17 811 930 G-W | AULA 60 LED 930 G-W | 490.93 | . | AULA | AULA | EFS | PRO EXT | . |  | EXT 1039 | 5414823234439 | G-W | IP55 | LED Technology | 3000K | 90 | . | .
222 121 12 A-ANO | BAZIL 121 A-ANO | 755.84 | . | BAZIL | BAZIL | EFS | PRO EXT | . |  | EXT 1029 | 5414823147937 | A-ANO | IP55 | LED Technology | 3000K | 80 | . | .
222 121 12 N-ANO | BAZIL 121 N-ANO | 755.84 | . | BAZIL | BAZIL | EFS | PRO EXT | . |  | EXT 1029 | 5414823143168 | N-ANO | IP55 | LED Technology | 3000K | 80 | . | .
222 123 12 A-ANO | BAZIL 123 A-ANO | 813.35 | . | BAZIL | BAZIL | EFS | PRO EXT | . |  | EXT 1029 | 5414823147944 | A-ANO | IP55 | LED Technology | 3000K | 80 | . | .
222 123 12 N-ANO | BAZIL 123 N-ANO | 813.35 | . | BAZIL | BAZIL | EFS | PRO EXT | . |  | EXT 1029 | 5414823147951 | N-ANO | IP55 | LED Technology | 3000K | 80 | . | .
222 126 12 A-ANO | BAZIL 126 A-ANO | 843.66 | . | BAZIL | BAZIL | EFS | PRO EXT | . |  | EXT 1029 | 5414823147968 | A-ANO | IP55 | LED Technology | 3000K | 80 | . | .
222 126 12 N-ANO | BAZIL 126 N-ANO | 843.66 | . | BAZIL | BAZIL | EFS | PRO EXT | . |  | EXT 1029 | 5414823143588 | N-ANO | IP55 | LED Technology | 3000K | 80 | . | .
317 12 22 A | BOTANIC 24 WW A | 408.65 | . | BOTANIC | BOTANIC | EFS | PRO EXT | . |  | EXT 1039 | 5414823114540 | A | IP55 | LED Technology | 3000K | 80 | . | .
317 12 22 G | BOTANIC 24 WW G | 408.65 | . | BOTANIC | BOTANIC | EFS | PRO EXT | . |  | EXT 1039 | 5414823113963 | G | IP55 | LED Technology | 3000K | 80 | . | .
317 15 22 A | BOTANIC 54 WW A | 510.31 | . | BOTANIC | BOTANIC | EFS | PRO EXT | . |  | EXT 1039 | 5414823114557 | A | IP55 | LED Technology | 3000K | 80 | . | .
317 15 22 G | BOTANIC 54 WW G | 510.31 | . | BOTANIC | BOTANIC | EFS | PRO EXT | . |  | EXT 1039 | 5414823113970 | G | IP55 | LED Technology | 3000K | 80 | . | .
251 67 20 ALU | BOXY ALU | 72.17 | . | BOXY | BOXY | ICS | COM INT | . |  | INT 0263 | 5414823033919 | ALU | IP20 | Halogen Mains-Voltage | . | . | . | .
251 67 20 B | BOXY B | 70.82 | . | BOXY | BOXY | ICS | COM INT | . |  | INT 0263 | 5414823086700 | B | IP20 | Halogen Mains-Voltage | . | . | . | .
251 67 20 W | BOXY W | 70.82 | . | BOXY | BOXY | ICS | COM INT | . |  | INT 0263 | 5414823092268 | W | IP20 | Halogen Mains-Voltage | . | . | . | .
251 70 03 05 B | BOXY GLASS SBL B | 23.72 | . | BOXY | BOXY ACC | LA | PRO INT | . |  | LEFT | 5414823186974 | B | . | . | . | . | . | .
251 70 03 05 W | BOXY GLASS SBL W | 23.72 | . | BOXY | BOXY ACC | LA | PRO INT | . |  | LEFT | 5414823186981 | W | . | . | . | . | . | .
251 70 03 01 B | BOXY HONEYCOMB B | 33.76 | . | BOXY | BOXY ACC | LA | PRO INT | . |  | LEFT | 5414823181115 | B | . | . | . | . | . | .
251 70 03 01 W | BOXY HONEYCOMB W | 33.76 | . | BOXY | BOXY ACC | LA | PRO INT | . |  | LEFT | 5414823186943 | W | . | . | . | . | . | .
251 70 03 04 B | BOXY SOFTENING LENS B | 29.82 | . | BOXY | BOXY ACC | LA | PRO INT | . |  | LEFT | 5414823186950 | B | . | . | . | . | . | .
251 70 03 04 W | BOXY SOFTENING LENS W | 23.72 | . | BOXY | BOXY ACC | LA | PRO INT | . |  | LEFT | 5414823186967 | W | . | . | . | . | . | .
10726 9228 A-A | BOXY L 92733 DIM8 A-A | 251.23 | . | BOXY | BOXY L | ICS | PRO INT | Æ |  | INT 0261 | 5414823313127 | A-A | IP20 | LED Technology | 2700K | 90 | 33 | .
10726 9228 B-B | BOXY L 92733 DIM8 B-B | 251.23 | . | BOXY | BOXY L | ICS | PRO INT | Æ |  | INT 0261 | 5414823313134 | B-B | IP20 | LED Technology | 2700K | 90 | 33 | .
10726 9228 B-FBR | BOXY L 92733 DIM8 B-FBR | 275.37 | . | BOXY | BOXY L | ICS | PRO INT | Æ |  | INT 0261 | 5414823313141 | B-FBR | IP20 | LED Technology | 2700K | 90 | 33 | 251 67 811 922 ED8 B-FBR
10726 9228 B-FG | BOXY L 92733 DIM8 B-FG | 283.89 | . | BOXY | BOXY L | ICS | PRO INT | Æ |  | INT 0261 | 5414823313158 | B-FG | IP20 | LED Technology | 2700K | 90 | 33 | 251 67 811 922 ED8 B-FG
10726 9228 B-MMAT | BOXY L 92733 DIM8 B-MMAT | 265.03 | . | BOXY | BOXY L | ICS | PRO INT | Æ |  | INT 0261 | 5414823313165 | B-MMAT | IP20 | LED Technology | 2700K | 90 | 33 | 251 67 811 922 ED8 B-MMAT
10726 9228 W-W | BOXY L 92733 DIM8 W-W | 251.23 | . | BOXY | BOXY L | ICS | PRO INT | Æ |  | INT 0261 | 5414823313172 | W-W | IP20 | LED Technology | 2700K | 90 | 33 | .
10726 9328 A-A | BOXY L 93033 DIM8 A-A | 251.23 | . | BOXY | BOXY L | ICS | PRO INT | Æ |  | INT 0261 | 5414823313189 | A-A | IP20 | LED Technology | 3000K | 90 | 33 | .
10726 9328 B-B | BOXY L 93033 DIM8 B-B | 251.23 | . | BOXY | BOXY L | ICS | PRO INT | Æ |  | INT 0261 | 5414823313196 | B-B | IP20 | LED Technology | 3000K | 90 | 33 | .
10726 9328 B-FBR | BOXY L 93033 DIM8 B-FBR | 275.37 | . | BOXY | BOXY L | ICS | PRO INT | Æ |  | INT 0261 | 5414823313202 | B-FBR | IP20 | LED Technology | 3000K | 90 | 33 | 251 67 811 932 ED8 B-FBR
10726 9328 B-FG | BOXY L 93033 DIM8 B-FG | 283.89 | . | BOXY | BOXY L | ICS | PRO INT | Æ |  | INT 0261 | 5414823313219 | B-FG | IP20 | LED Technology | 3000K | 90 | 33 | 251 67 811 932 ED8 B-FG
10726 9328 B-MMAT | BOXY L 93033 DIM8 B-MMAT | 265.03 | . | BOXY | BOXY L | ICS | PRO INT | Æ |  | INT 0261 | 5414823313226 | B-MMAT | IP20 | LED Technology | 3000K | 90 | 33 | 251 67 811 932 ED8 B-MMAT
10726 9328 W-W | BOXY L 93033 DIM8 W-W | 251.23 | . | BOXY | BOXY L | ICS | PRO INT | Æ |  | INT 0261 | 5414823313233 | W-W | IP20 | LED Technology | 3000K | 90 | 33 | .
10727 9228 A-A | BOXY 2 L 92733 DIM8 A-A | 450.39 | . | BOXY | BOXY L 2 | ICS | PRO INT | Æ |  | INT 0261 | 5414823313240 | A-A | IP20 | LED Technology | 2700K | 90 | 33 | .
10727 9228 B-B | BOXY 2 L 92733 DIM8 B-B | 450.39 | . | BOXY | BOXY L 2 | ICS | PRO INT | Æ |  | INT 0261 | 5414823313257 | B-B | IP20 | LED Technology | 2700K | 90 | 33 | .
10727 9228 B-FBR | BOXY 2 L 92733 DIM8 B-FBR | 498.67 | . | BOXY | BOXY L 2 | ICS | PRO INT | Æ |  | INT 0261 | 5414823313264 | B-FBR | IP20 | LED Technology | 2700K | 90 | 33 | 251 67 812 922 ED8 B-FBR
10727 9228 B-FG | BOXY 2 L 92733 DIM8 B-FG | 515.71 | . | BOXY | BOXY L 2 | ICS | PRO INT | Æ |  | INT 0261 | 5414823313271 | B-FG | IP20 | LED Technology | 2700K | 90 | 33 | 251 67 812 922 ED8 B-FG
10727 9228 B-MMAT | BOXY 2 L 92733 DIM8 B-MMAT | 492.05 | . | BOXY | BOXY L 2 | ICS | PRO INT | Æ |  | INT 0261 | 5414823313288 | B-MMAT | IP20 | LED Technology | 2700K | 90 | 33 | 251 67 812 922 ED8 B-MMAT
10727 9228 W-W | BOXY 2 L 92733 DIM8 W-W | 450.39 | . | BOXY | BOXY L 2 | ICS | PRO INT | Æ |  | INT 0261 | 5414823313295 | W-W | IP20 | LED Technology | 2700K | 90 | 33 | .
10727 9328 A-A | BOXY 2 L 93033 DIM8 A-A | 450.39 | . | BOXY | BOXY L 2 | ICS | PRO INT | Æ |  | INT 0261 | 5414823313301 | A-A | IP20 | LED Technology | 3000K | 90 | 33 | .
10727 9328 B-B | BOXY 2 L 93033 DIM8 B-B | 450.39 | . | BOXY | BOXY L 2 | ICS | PRO INT | Æ |  | INT 0261 | 5414823313318 | B-B | IP20 | LED Technology | 3000K | 90 | 33 | .
10727 9328 B-FBR | BOXY 2 L 93033 DIM8 B-FBR | 498.67 | . | BOXY | BOXY L 2 | ICS | PRO INT | Æ |  | INT 0261 | 5414823313325 | B-FBR | IP20 | LED Technology | 3000K | 90 | 33 | 251 67 812 932 ED8 B-FBR
10727 9328 B-FG | BOXY 2 L 93033 DIM8 B-FG | 515.71 | . | BOXY | BOXY L 2 | ICS | PRO INT | Æ |  | INT 0261 | 5414823313332 | B-FG | IP20 | LED Technology | 3000K | 90 | 33 | 251 67 812 932 ED8 B-FG
10727 9328 B-MMAT | BOXY 2 L 93033 DIM8 B-MMAT | 492.05 | . | BOXY | BOXY L 2 | ICS | PRO INT | Æ |  | INT 0261 | 5414823313349 | B-MMAT | IP20 | LED Technology | 3000K | 90 | 33 | 251 67 812 932 ED8 B-MMAT
10727 9328 W-W | BOXY 2 L 93033 DIM8 W-W | 450.39 | . | BOXY | BOXY L 2 | ICS | PRO INT | Æ |  | INT 0261 | 5414823313356 | W-W | IP20 | LED Technology | 3000K | 90 | 33 | .
251 67 811 922 WDL A-A | BOXY L LED 92733 WDL A-A | 404.24 | . | BOXY | BOXY L WDL | ICS | PRO INT | . |  | INT 0261 | 5414823242571 | A-A | IP20 | LED Technology | 2700K | 90 | 33 | .
251 67 811 922 WDL B-B | BOXY L LED 92733 WDL B-B | 404.24 | . | BOXY | BOXY L WDL | ICS | PRO INT | . |  | INT 0261 | 5414823242588 | B-B | IP20 | LED Technology | 2700K | 90 | 33 | .
251 67 811 922 WDL B-FBR | BOXY L LED 92733 WDL B-FBR | 429 | . | BOXY | BOXY L WDL | ICS | PRO INT | . |  | INT 0261 | 5414823274688 | B-FBR | IP20 | LED Technology | 2700K | 90 | 33 | .
251 67 811 922 WDL B-FG | BOXY L LED 92733 WDL B-FG | 437.75 | . | BOXY | BOXY L WDL | ICS | PRO INT | . |  | INT 0261 | 5414823275784 | B-FG | IP20 | LED Technology | 2700K | 90 | 33 | .
251 67 811 922 WDL B-MMAT | BOXY L LED 92733 WDL B-MMAT | 420.57 | . | BOXY | BOXY L WDL | ICS | PRO INT | . |  | INT 0261 | 5414823242595 | B-MMAT | IP20 | LED Technology | 2700K | 90 | 33 | .
251 67 811 922 WDL W-W | BOXY L LED 92733 WDL W-W | 404.24 | . | BOXY | BOXY L WDL | ICS | PRO INT | . |  | INT 0261 | 5414823242618 | W-W | IP20 | LED Technology | 2700K | 90 | 33 | .
251 67 811 932 WDL A-A | BOXY L LED 93033 WDL A-A | 404.24 | . | BOXY | BOXY L WDL | ICS | PRO INT | . |  | INT 0261 | 5414823242670 | A-A | IP20 | LED Technology | 3000K | 90 | 33 | .
251 67 811 932 WDL B-B | BOXY L LED 93033 WDL B-B | 404.24 | . | BOXY | BOXY L WDL | ICS | PRO INT | . |  | INT 0261 | 5414823242687 | B-B | IP20 | LED Technology | 3000K | 90 | 33 | .
251 67 811 932 WDL B-FBR | BOXY L LED 93033 WDL B-FBR | 429 | . | BOXY | BOXY L WDL | ICS | PRO INT | . |  | INT 0261 | 5414823275814 | B-FBR | IP20 | LED Technology | 3000K | 90 | 33 | .
251 67 811 932 WDL B-FG | BOXY L LED 93033 WDL B-FG | 437.75 | . | BOXY | BOXY L WDL | ICS | PRO INT | . |  | INT 0261 | 5414823275821 | B-FG | IP20 | LED Technology | 3000K | 90 | 33 | .
251 67 811 932 WDL B-MMAT | BOXY L LED 93033 WDL B-MMAT | 420.57 | . | BOXY | BOXY L WDL | ICS | PRO INT | . |  | INT 0261 | 5414823242694 | B-MMAT | IP20 | LED Technology | 3000K | 90 | 33 | .
251 67 811 932 WDL W-W | BOXY L LED 93033 WDL W-W | 404.24 | . | BOXY | BOXY L WDL | ICS | PRO INT | . |  | INT 0261 | 5414823242717 | W-W | IP20 | LED Technology | 3000K | 90 | 33 | .
251 67 811 922 ED8 A-A | BOXY L+ 92733 DIM8 A-A | 295.51 | . | BOXY | BOXY L+ | ICS | PRO INT | . |  | EXT 0917 | 5414823242533 | A-A | IP53 | LED Technology | 2700K | 90 | 33 | .
251 67 811 922 ED8 B-B | BOXY L+ 92733 DIM8 B-B | 295.51 | . | BOXY | BOXY L+ | ICS | PRO INT | . |  | EXT 0917 | 5414823242540 | B-B | IP53 | LED Technology | 2700K | 90 | 33 | .
251 67 811 922 ED8 W-W | BOXY L+ 92733 DIM8 W-W | 295.51 | . | BOXY | BOXY L+ | ICS | PRO INT | . |  | EXT 0917 | 5414823231872 | W-W | IP53 | LED Technology | 2700K | 90 | 33 | .
251 67 811 932 ED8 A-A | BOXY L+ 93033 DIM8 A-A | 295.51 | . | BOXY | BOXY L+ | ICS | PRO INT | . |  | EXT 0917 | 5414823242625 | A-A | IP53 | LED Technology | 3000K | 90 | 33 | .
251 67 811 932 ED8 B-B | BOXY L+ 93033 DIM8 B-B | 295.51 | . | BOXY | BOXY L+ | ICS | PRO INT | . |  | EXT 0917 | 5414823242632 | B-B | IP53 | LED Technology | 3000K | 90 | 33 | .
251 67 811 932 ED8 W-W | BOXY L+ 93033 DIM8 W-W | 295.51 | . | BOXY | BOXY L+ | ICS | PRO INT | . |  | EXT 0917 | 5414823242663 | W-W | IP53 | LED Technology | 3000K | 90 | 33 | .
251 69 811 922 ED8 W-W | BOXY WL+ LED 92733 DIM8 W-W | 353.9 | . | BOXY | BOXY L+ | IWS | PRO INT | . |  | INT 0571 | 5414823242793 | W-W | IP53 down / IP20 up | LED Technology | 2700K | 90 | 33 | .
251 69 811 932 ED8 W-W | BOXY WL+ LED 93033 DIM8 W-W | 353.9 | . | BOXY | BOXY L+ | IWS | PRO INT | . |  | INT 0571 | 5414823242809 | W-W | IP53 down / IP20 up | LED Technology | 3000K | 90 | 33 | .
251 67 812 922 ED8 A-A | BOXY 2 L+ 92733 DIM8 A-A | 526.97 | . | BOXY | BOXY L+ 2 | ICS | PRO INT | . |  | EXT 0917 | 5414823242724 | A-A | IP53 | LED Technology | 2700K | 90 | 33 | .
251 67 812 922 ED8 B-B | BOXY 2 L+ 92733 DIM8 B-B | 526.97 | . | BOXY | BOXY L+ 2 | ICS | PRO INT | . |  | EXT 0917 | 5414823242731 | B-B | IP53 | LED Technology | 2700K | 90 | 33 | .
251 67 812 922 ED8 W-W | BOXY 2 L+ 92733 DIM8 W-W | 526.97 | . | BOXY | BOXY L+ 2 | ICS | PRO INT | . |  | EXT 0917 | 5414823242755 | W-W | IP53 | LED Technology | 2700K | 90 | 33 | .
251 67 812 932 ED8 A-A | BOXY 2 L+ 93033 DIM8 A-A | 526.97 | . | BOXY | BOXY L+ 2 | ICS | PRO INT | . |  | EXT 0917 | 5414823231889 | A-A | IP53 | LED Technology | 3000K | 90 | 33 | .
251 67 812 932 ED8 B-B | BOXY 2 L+ 93033 DIM8 B-B | 526.97 | . | BOXY | BOXY L+ 2 | ICS | PRO INT | . |  | EXT 0917 | 5414823242762 | B-B | IP53 | LED Technology | 3000K | 90 | 33 | .
251 67 812 932 ED8 W-W | BOXY 2 L+ 93033 DIM8 W-W | 526.97 | . | BOXY | BOXY L+ 2 | ICS | PRO INT | . |  | EXT 0917 | 5414823242786 | W-W | IP53 | LED Technology | 3000K | 90 | 33 | .
251 70 811 922 B-B | BOXY R 92733 B-B | 278.25 | . | BOXY | BOXY R | ICS | PRO INT | . |  | INT 0257 | 5414823242816 | B-B | IP40 | LED Technology | 2700K | 90 | 33 | .
251 70 811 922 B-MMAT | BOXY R 92733 B-MMAT | 288.82 | . | BOXY | BOXY R | ICS | PRO INT | . |  | INT 0257 | 5414823242823 | B-MMAT | IP40 | LED Technology | 2700K | 90 | 33 | .
251 70 811 922 ED8 B-B | BOXY R 92733 DIM8 B-B | 329.37 | . | BOXY | BOXY R | ICS | PRO INT | . |  | INT 0257, EXT 0905 | 5414823242830 | B-B | IP53 | LED Technology | 2700K | 90 | 33 | .
251 70 811 922 ED8 B-FBR | BOXY R 92733 DIM8 B-FBR | 354.14 | . | BOXY | BOXY R | ICS | PRO INT | . |  | INT 0257 | 5414823275876 | B-FBR | IP53 | LED Technology | 2700K | 90 | 33 | .
251 70 811 922 ED8 B-FG | BOXY R 92733 DIM8 B-FG | 362.89 | . | BOXY | BOXY R | ICS | PRO INT | . |  | INT 0257 | 5414823275883 | B-FG | IP53 | LED Technology | 2700K | 90 | 33 | .
251 70 811 922 ED8 B-MMAT | BOXY R 92733 DIM8 B-MMAT | 340.41 | . | BOXY | BOXY R | ICS | PRO INT | . |  | INT 0257 | 5414823242847 | B-MMAT | IP53 | LED Technology | 2700K | 90 | 33 | .
251 70 811 922 ED8 W-B | BOXY R 92733 DIM8 W-B | 329.37 | . | BOXY | BOXY R | ICS | PRO INT | . |  | INT 0257, EXT 0905 | 5414823242854 | W-B | IP53 | LED Technology | 2700K | 90 | 33 | .
251 70 811 922 ED8 W-W | BOXY R 92733 DIM8 W-W | 329.37 | . | BOXY | BOXY R | ICS | PRO INT | . |  | INT 0257, EXT 0905 | 5414823242861 | W-W | IP53 | LED Technology | 2700K | 90 | 33 | .
251 70 811 922 W-B | BOXY R 92733 W-B | 278.25 | . | BOXY | BOXY R | ICS | PRO INT | . |  | INT 0257 | 5414823242878 | W-B | IP40 | LED Technology | 2700K | 90 | 33 | .
251 70 811 922 W-W | BOXY R 92733 W-W | 278.25 | . | BOXY | BOXY R | ICS | PRO INT | . |  | INT 0257 | 5414823242922 | W-W | IP40 | LED Technology | 2700K | 90 | 33 | .
251 70 811 932 B-B | BOXY R 93033 B-B | 278.25 | . | BOXY | BOXY R | ICS | PRO INT | . |  | INT 0257 | 5414823242939 | B-B | IP40 | LED Technology | 3000K | 90 | 33 | .
251 70 811 932 B-MMAT | BOXY R 93033 B-MMAT | 288.82 | . | BOXY | BOXY R | ICS | PRO INT | . |  | INT 0257 | 5414823242946 | B-MMAT | IP40 | LED Technology | 3000K | 90 | 33 | .
251 70 811 932 ED8 B-B | BOXY R 93033 DIM8 B-B | 329.37 | . | BOXY | BOXY R | ICS | PRO INT | . |  | INT 0257, EXT 0905 | 5414823242953 | B-B | IP53 | LED Technology | 3000K | 90 | 33 | .
251 70 811 932 ED8 B-FBR | BOXY R 93033 DIM8 B-FBR | 354.14 | . | BOXY | BOXY R | ICS | PRO INT | . |  | INT 0257 | 5414823275913 | B-FBR | IP53 | LED Technology | 3000K | 90 | 33 | .
251 70 811 932 ED8 B-FG | BOXY R 93033 DIM8 B-FG | 362.89 | . | BOXY | BOXY R | ICS | PRO INT | . |  | INT 0257 | 5414823275920 | B-FG | IP53 | LED Technology | 3000K | 90 | 33 | .
251 70 811 932 ED8 B-MMAT | BOXY R 93033 DIM8 B-MMAT | 340.41 | . | BOXY | BOXY R | ICS | PRO INT | . |  | INT 0257 | 5414823242960 | B-MMAT | IP53 | LED Technology | 3000K | 90 | 33 | .
251 70 811 932 ED8 W-B | BOXY R 93033 DIM8 W-B | 329.37 | . | BOXY | BOXY R | ICS | PRO INT | . |  | INT 0257, EXT 0905 | 5414823242977 | W-B | IP53 | LED Technology | 3000K | 90 | 33 | .
251 70 811 932 ED8 W-W | BOXY R 93033 DIM8 W-W | 329.37 | . | BOXY | BOXY R | ICS | PRO INT | . |  | INT 0257, EXT 0905 | 5414823242984 | W-W | IP53 | LED Technology | 3000K | 90 | 33 | .
251 70 811 932 W-B | BOXY R 93033 W-B | 278.25 | . | BOXY | BOXY R | ICS | PRO INT | . |  | INT 0257 | 5414823232145 | W-B | IP40 | LED Technology | 3000K | 90 | 33 | .
251 70 811 932 W-W | BOXY R 93033 W-W | 278.25 | . | BOXY | BOXY R | ICS | PRO INT | . |  | INT 0257 | 5414823243035 | W-W | IP40 | LED Technology | 3000K | 90 | 33 | .
279 72 20 W | BOXY R Hi W | 96.72 | . | BOXY | BOXY R | ICS | PRO INT | . |  | INT 0257 | 5414823138300 | W | IP20 | Halogen Mains-Voltage | . | . | . | .
251 74 811 922 ADM ED8 B-B | BOXY R 92733 ADM DIM8 B-B | 407.36 | . | BOXY | BOXY R ADM | IT | PRO INT | . |  | INT 0623 | 5414823243431 | B-B | IP20 | LED Technology | 2700K | 90 | 33 | 251 74 811 822 ADM ED8 B-B
251 74 811 922 ADM ED8 B-MMAT | BOXY R 92733 ADM DIM8 B-MMAT | 420.99 | . | BOXY | BOXY R ADM | IT | PRO INT | . |  | INT 0623 | 5414823243448 | B-MMAT | IP20 | LED Technology | 2700K | 90 | 33 | 251 74 811 822 ADM ED8 B-MMAT
251 74 811 922 ADM ED8 W-B | BOXY R 92733 ADM DIM8 W-B | 407.36 | . | BOXY | BOXY R ADM | IT | PRO INT | . |  | INT 0623 | 5414823243455 | W-B | IP20 | LED Technology | 2700K | 90 | 33 | 251 74 811 822 ADM ED8 W-B
251 74 811 922 ADM ED8 W-W | BOXY R 92733 ADM DIM8 W-W | 407.36 | . | BOXY | BOXY R ADM | IT | PRO INT | . |  | INT 0623 | 5414823243462 | W-W | IP20 | LED Technology | 2700K | 90 | 33 | 251 74 811 822 ADM ED8 W-W
251 74 811 932 ADM ED8 B-B | BOXY R 93033 ADM DIM8 B-B | 407.36 | . | BOXY | BOXY R ADM | IT | PRO INT | . |  | INT 0623 | 5414823243516 | B-B | IP20 | LED Technology | 3000K | 90 | 33 | 251 74 811 832 ADM ED8 B-B
251 74 811 932 ADM ED8 B-MMAT | BOXY R 93033 ADM DIM8 B-MMAT | 420.99 | . | BOXY | BOXY R ADM | IT | PRO INT | . |  | INT 0623 | 5414823243523 | B-MMAT | IP20 | LED Technology | 3000K | 90 | 33 | 251 74 811 832 ADM ED8 B-MMAT
251 74 811 932 ADM ED8 W-B | BOXY R 93033 ADM DIM8 W-B | 407.36 | . | BOXY | BOXY R ADM | IT | PRO INT | . |  | INT 0623 | 5414823232251 | W-B | IP20 | LED Technology | 3000K | 90 | 33 | 251 74 811 832 ADM ED8 W-B
251 74 811 932 ADM ED8 W-W | BOXY R 93033 ADM DIM8 W-W | 407.36 | . | BOXY | BOXY R ADM | IT | PRO INT | . |  | INT 0623 | 5414823243530 | W-W | IP20 | LED Technology | 3000K | 90 | 33 | 251 74 811 832 ADM ED8 W-W
251 74 811 922 ED8 B-B | BOXY RB 92733 DIM8 B-B | 431.22 | . | BOXY | BOXY R B | ICS | PRO INT | . |  | INT 0259 | 5414823243479 | B-B | IP20 | LED Technology | 2700K | 90 | 33 | .
251 74 811 922 ED8 B-MMAT | BOXY RB 92733 DIM8 B-MMAT | 444.86 | . | BOXY | BOXY R B | ICS | PRO INT | . |  | INT 0259 | 5414823243486 | B-MMAT | IP20 | LED Technology | 2700K | 90 | 33 | .
251 74 811 922 ED8 W-B | BOXY RB 92733 DIM8 W-B | 431.22 | . | BOXY | BOXY R B | ICS | PRO INT | . |  | INT 0259 | 5414823243493 | W-B | IP20 | LED Technology | 2700K | 90 | 33 | .
251 74 811 922 ED8 W-W | BOXY RB 92733 DIM8 W-W | 431.22 | . | BOXY | BOXY R B | ICS | PRO INT | . |  | INT 0259 | 5414823243509 | W-W | IP20 | LED Technology | 2700K | 90 | 33 | .
251 74 811 932 ED8 B-B | BOXY RB 93033 DIM8 B-B | 431.22 | . | BOXY | BOXY R B | ICS | PRO INT | . |  | INT 0259 | 5414823243547 | B-B | IP20 | LED Technology | 3000K | 90 | 33 | .
251 74 811 932 ED8 B-MMAT | BOXY RB 93033 DIM8 B-MMAT | 444.86 | . | BOXY | BOXY R B | ICS | PRO INT | . |  | INT 0259 | 5414823243554 | B-MMAT | IP20 | LED Technology | 3000K | 90 | 33 | .
251 74 811 932 ED8 W-B | BOXY RB 93033 DIM8 W-B | 431.22 | . | BOXY | BOXY R B | ICS | PRO INT | . |  | INT 0259 | 5414823243561 | W-B | IP20 | LED Technology | 3000K | 90 | 33 | .
251 74 811 932 ED8 W-W | BOXY RB 93033 DIM8 W-W | 431.22 | . | BOXY | BOXY R B | ICS | PRO INT | . |  | INT 0259 | 5414823243578 | W-W | IP20 | LED Technology | 3000K | 90 | 33 | .
251 75 811 922 ED8 B-B | BOXY R C 92733 DIM8 B-B | 418.48 | . | BOXY | BOXY R C | ICP | PRO INT | . |  | INT 0259 | 5414823243585 | B-B | IP20 | LED Technology | 2700K | 90 | 33 | .
251 75 811 922 ED8 B-MMAT | BOXY R C 92733 DIM8 B-MMAT | 434.71 | . | BOXY | BOXY R C | ICP | PRO INT | . |  | INT 0259 | 5414823243592 | B-MMAT | IP20 | LED Technology | 2700K | 90 | 33 | .
251 75 811 922 ED8 W-B | BOXY R C 92733 DIM8 W-B | 418.48 | . | BOXY | BOXY R C | ICP | PRO INT | . |  | INT 0259 | 5414823243608 | W-B | IP20 | LED Technology | 2700K | 90 | 33 | .
251 75 811 922 ED8 W-W | BOXY R C 92733 DIM8 W-W | 418.48 | . | BOXY | BOXY R C | ICP | PRO INT | . |  | INT 0259 | 5414823243615 | W-W | IP20 | LED Technology | 2700K | 90 | 33 | .
251 75 811 932 ED8 B-B | BOXY R C 93033 DIM8 B-B | 418.48 | . | BOXY | BOXY R C | ICP | PRO INT | . |  | INT 0259 | 5414823243622 | B-B | IP20 | LED Technology | 3000K | 90 | 33 | .
251 75 811 932 ED8 B-MMAT | BOXY R C 93033 DIM8 B-MMAT | 434.71 | . | BOXY | BOXY R C | ICP | PRO INT | . |  | INT 0259 | 5414823243639 | B-MMAT | IP20 | LED Technology | 3000K | 90 | 33 | .
251 75 811 932 ED8 W-B | BOXY R C 93033 DIM8 W-B | 418.48 | . | BOXY | BOXY R C | ICP | PRO INT | . |  | INT 0259 | 5414823232268 | W-B | IP20 | LED Technology | 3000K | 90 | 33 | .
251 75 811 932 ED8 W-W | BOXY R C 93033 DIM8 W-W | 418.48 | . | BOXY | BOXY R C | ICP | PRO INT | . |  | INT 0259 | 5414823243646 | W-W | IP20 | LED Technology | 3000K | 90 | 33 | .
251 77 811 922 ED8 B-B | BOXY R OK 92733 DIM8 B-B | 389.13 | . | BOXY | BOXY R OK | ICS | PRO INT | . |  | INT 0257 | 5414823243653 | B-B | IP20 | LED Technology | 2700K | 90 | 33 | .
251 77 811 922 ED8 B-MMAT | BOXY R OK 92733 DIM8 B-MMAT | 398.93 | . | BOXY | BOXY R OK | ICS | PRO INT | . |  | INT 0257 | 5414823243660 | B-MMAT | IP20 | LED Technology | 2700K | 90 | 33 | .
251 77 811 922 ED8 W-B | BOXY R OK 92733 DIM8 W-B | 389.13 | . | BOXY | BOXY R OK | ICS | PRO INT | . |  | INT 0257 | 5414823243677 | W-B | IP20 | LED Technology | 2700K | 90 | 33 | .
251 77 811 922 ED8 W-W | BOXY R OK 92733 DIM8 W-W | 389.13 | . | BOXY | BOXY R OK | ICS | PRO INT | . |  | INT 0257 | 5414823243684 | W-W | IP20 | LED Technology | 2700K | 90 | 33 | .
251 77 811 932 ED8 B-B | BOXY R OK 93033 DIM8 B-B | 389.13 | . | BOXY | BOXY R OK | ICS | PRO INT | . |  | INT 0257 | 5414823243691 | B-B | IP20 | LED Technology | 3000K | 90 | 33 | .
251 77 811 932 ED8 B-MMAT | BOXY R OK 93033 DIM8 B-MMAT | 398.93 | . | BOXY | BOXY R OK | ICS | PRO INT | . |  | INT 0257 | 5414823243707 | B-MMAT | IP20 | LED Technology | 3000K | 90 | 33 | .
251 77 811 932 ED8 W-B | BOXY R OK 93033 DIM8 W-B | 389.13 | . | BOXY | BOXY R OK | ICS | PRO INT | . |  | INT 0257 | 5414823243714 | W-B | IP20 | LED Technology | 3000K | 90 | 33 | .
251 77 811 932 ED8 W-W | BOXY R OK 93033 DIM8 W-W | 389.13 | . | BOXY | BOXY R OK | ICS | PRO INT | . |  | INT 0257 | 5414823243721 | W-W | IP20 | LED Technology | 3000K | 90 | 33 | .
251 70 811 922 WDL B-B | BOXY R 92733 WDL B-B | 438.1 | . | BOXY | BOXY R WDL | ICS | PRO INT | . |  | INT 0257 | 5414823242885 | B-B | IP20 | LED Technology | 2700K | 90 | 33 | .
251 70 811 922 WDL B-FBR | BOXY R 92733 WDL B-FBR | 462.88 | . | BOXY | BOXY R WDL | ICS | PRO INT | . |  | INT 0257 | 5414823275890 | B-FBR | IP20 | LED Technology | 2700K | 90 | 33 | .
251 70 811 922 WDL B-FG | BOXY R 92733 WDL B-FG | 471.62 | . | BOXY | BOXY R WDL | ICS | PRO INT | . |  | INT 0257 | 5414823275906 | B-FG | IP20 | LED Technology | 2700K | 90 | 33 | .
251 70 811 922 WDL B-MMAT | BOXY R 92733 WDL B-MMAT | 449.14 | . | BOXY | BOXY R WDL | ICS | PRO INT | . |  | INT 0257 | 5414823242892 | B-MMAT | IP20 | LED Technology | 2700K | 90 | 33 | .
251 70 811 922 WDL W-B | BOXY R 92733 WDL W-B | 438.1 | . | BOXY | BOXY R WDL | ICS | PRO INT | . |  | INT 0257 | 5414823242908 | W-B | IP20 | LED Technology | 2700K | 90 | 33 | .
251 70 811 922 WDL W-W | BOXY R 92733 WDL W-W | 438.1 | . | BOXY | BOXY R WDL | ICS | PRO INT | . |  | INT 0257 | 5414823242915 | W-W | IP20 | LED Technology | 2700K | 90 | 33 | .
251 70 811 932 WDL B-B | BOXY R 93033 WDL B-B | 438.1 | . | BOXY | BOXY R WDL | ICS | PRO INT | . |  | INT 0257 | 5414823242991 | B-B | IP20 | LED Technology | 3000K | 90 | 33 | .
251 70 811 932 WDL B-FBR | BOXY R 93033 WDL B-FBR | 462.88 | . | BOXY | BOXY R WDL | ICS | PRO INT | . |  | INT 0257 | 5414823275937 | B-FBR | IP20 | LED Technology | 3000K | 90 | 33 | .
251 70 811 932 WDL B-FG | BOXY R 93033 WDL B-FG | 471.62 | . | BOXY | BOXY R WDL | ICS | PRO INT | . |  | INT 0257 | 5414823275944 | B-FG | IP20 | LED Technology | 3000K | 90 | 33 | .
251 70 811 932 WDL B-MMAT | BOXY R 93033 WDL B-MMAT | 449.14 | . | BOXY | BOXY R WDL | ICS | PRO INT | . |  | INT 0257 | 5414823243004 | B-MMAT | IP20 | LED Technology | 3000K | 90 | 33 | .
251 70 811 932 WDL W-B | BOXY R 93033 WDL W-B | 438.1 | . | BOXY | BOXY R WDL | ICS | PRO INT | . |  | INT 0257 | 5414823243011 | W-B | IP20 | LED Technology | 3000K | 90 | 33 | .
251 70 811 932 WDL W-W | BOXY R 93033 WDL W-W | 438.1 | . | BOXY | BOXY R WDL | ICS | PRO INT | . |  | INT 0257 | 5414823243028 | W-W | IP20 | LED Technology | 3000K | 90 | 33 | .
251 71 21 921 B-B | BOXY XL R 92720 B-B | 439.91 | . | BOXY | BOXY R XL | ICS | PRO INT | . |  | INT 0259 | 5414823187476 | B-B | IP20 | LED Technology | 2700K | 90 | 20 | .
251 71 21 921 ED1 B-B | BOXY XL R 92720 DIM1 B-B | 513.33 | . | BOXY | BOXY R XL | ICS | PRO INT | . |  | INT 0259 | 5414823243042 | B-B | IP20 | LED Technology | 2700K | 90 | 20 | .
251 71 21 921 ED1 W-B | BOXY XL R 92720 DIM1 W-B | 513.33 | . | BOXY | BOXY R XL | ICS | PRO INT | . |  | INT 0259 | 5414823243066 | W-B | IP20 | LED Technology | 2700K | 90 | 20 | .
251 71 21 921 ED1 W-W | BOXY XL R 92720 DIM1 W-W | 513.33 | . | BOXY | BOXY R XL | ICS | PRO INT | . |  | INT 0259 | 5414823208652 | W-W | IP20 | LED Technology | 2700K | 90 | 20 | .
251 71 21 921 W-B | BOXY XL R 92720 W-B | 439.91 | . | BOXY | BOXY R XL | ICS | PRO INT | . |  | INT 0259 | 5414823187490 | W-B | IP20 | LED Technology | 2700K | 90 | 20 | .
251 71 21 921 W-W | BOXY XL R 92720 W-W | 439.91 | . | BOXY | BOXY R XL | ICS | PRO INT | . |  | INT 0259 | 5414823187506 | W-W | IP20 | LED Technology | 2700K | 90 | 20 | .
251 71 21 923 B-B | BOXY XL R 92737 B-B | 439.91 | . | BOXY | BOXY R XL | ICS | PRO INT | . |  | INT 0259 | 5414823187513 | B-B | IP20 | LED Technology | 2700K | 90 | 37 | .
251 71 21 923 ED1 B-B | BOXY XL R 92737 DIM1 B-B | 513.33 | . | BOXY | BOXY R XL | ICS | PRO INT | . |  | INT 0259 | 5414823243073 | B-B | IP20 | LED Technology | 2700K | 90 | 37 | .
251 71 21 923 ED1 W-B | BOXY XL R 92737 DIM1 W-B | 513.33 | . | BOXY | BOXY R XL | ICS | PRO INT | . |  | INT 0259 | 5414823243097 | W-B | IP20 | LED Technology | 2700K | 90 | 37 | .
251 71 21 923 ED1 W-W | BOXY XL R 92737 DIM1 W-W | 513.33 | . | BOXY | BOXY R XL | ICS | PRO INT | . |  | INT 0259 | 5414823243103 | W-W | IP20 | LED Technology | 2700K | 90 | 37 | .
251 71 21 923 W-B | BOXY XL R 92737 W-B | 439.91 | . | BOXY | BOXY R XL | ICS | PRO INT | . |  | INT 0259 | 5414823187537 | W-B | IP20 | LED Technology | 2700K | 90 | 37 | .
251 71 21 923 W-W | BOXY XL R 92737 W-W | 439.91 | . | BOXY | BOXY R XL | ICS | PRO INT | . |  | INT 0259 | 5414823187544 | W-W | IP20 | LED Technology | 2700K | 90 | 37 | .
251 71 21 931 B-B | BOXY XL R 93020 B-B | 439.91 | . | BOXY | BOXY R XL | ICS | PRO INT | . |  | INT 0259 | 5414823187551 | B-B | IP20 | LED Technology | 3000K | 90 | 20 | .
251 71 21 931 ED1 B-B | BOXY XL R 93020 DIM1 B-B | 513.33 | . | BOXY | BOXY R XL | ICS | PRO INT | . |  | INT 0259 | 5414823243110 | B-B | IP20 | LED Technology | 3000K | 90 | 20 | .
251 71 21 931 ED1 W-B | BOXY XL R 93020 DIM1 W-B | 513.33 | . | BOXY | BOXY R XL | ICS | PRO INT | . |  | INT 0259 | 5414823243134 | W-B | IP20 | LED Technology | 3000K | 90 | 20 | .
251 71 21 931 ED1 W-W | BOXY XL R 93020 DIM1 W-W | 513.33 | . | BOXY | BOXY R XL | ICS | PRO INT | . |  | INT 0259 | 5414823243141 | W-W | IP20 | LED Technology | 3000K | 90 | 20 | .
251 71 21 931 W-B | BOXY XL R 93020 W-B | 439.91 | . | BOXY | BOXY R XL | ICS | PRO INT | . |  | INT 0259 | 5414823187575 | W-B | IP20 | LED Technology | 3000K | 90 | 20 | .
251 71 21 931 W-W | BOXY XL R 93020 W-W | 439.91 | . | BOXY | BOXY R XL | ICS | PRO INT | . |  | INT 0259 | 5414823187582 | W-W | IP20 | LED Technology | 3000K | 90 | 20 | .
251 71 21 933 B-B | BOXY XL R 93037 B-B | 439.91 | . | BOXY | BOXY R XL | ICS | PRO INT | . |  | INT 0259 | 5414823187599 | B-B | IP20 | LED Technology | 3000K | 90 | 37 | .
251 71 21 933 ED1 B-B | BOXY XL R 93037 DIM1 B-B | 513.33 | . | BOXY | BOXY R XL | ICS | PRO INT | . |  | INT 0259 | 5414823243158 | B-B | IP20 | LED Technology | 3000K | 90 | 37 | .
251 71 21 933 ED1 W-B | BOXY XL R 93037 DIM1 W-B | 513.33 | . | BOXY | BOXY R XL | ICS | PRO INT | . |  | INT 0259 | 5414823243172 | W-B | IP20 | LED Technology | 3000K | 90 | 37 | .
251 71 21 933 ED1 W-W | BOXY XL R 93037 DIM1 W-W | 513.33 | . | BOXY | BOXY R XL | ICS | PRO INT | . |  | INT 0259 | 5414823243189 | W-W | IP20 | LED Technology | 3000K | 90 | 37 | .
251 71 21 933 W-B | BOXY XL R 93037 W-B | 439.91 | . | BOXY | BOXY R XL | ICS | PRO INT | . |  | INT 0259 | 5414823187612 | W-B | IP20 | LED Technology | 3000K | 90 | 37 | .
251 71 21 933 W-W | BOXY XL R 93037 W-W | 439.91 | . | BOXY | BOXY R XL | ICS | PRO INT | . |  | INT 0259 | 5414823187629 | W-W | IP20 | LED Technology | 3000K | 90 | 37 | .
251 73 21 921 B-B | BOXY XL R C 92720 B-B | 556.42 | . | BOXY | BOXY R XL C | ICP | PRO INT | . |  | INT 0259 | 5414823188114 | B-B | IP20 | LED Technology | 2700K | 90 | 20 | .
251 73 21 921 W-B | BOXY XL R C 92720 W-B | 556.42 | . | BOXY | BOXY R XL C | ICP | PRO INT | . |  | INT 0259 | 5414823188138 | W-B | IP20 | LED Technology | 2700K | 90 | 20 | .
251 73 21 921 W-W | BOXY XL R C 92720 W-W | 556.42 | . | BOXY | BOXY R XL C | ICP | PRO INT | . |  | INT 0259 | 5414823188145 | W-W | IP20 | LED Technology | 2700K | 90 | 20 | .
251 73 21 923 B-B | BOXY XL R C 92737 B-B | 556.42 | . | BOXY | BOXY R XL C | ICP | PRO INT | . |  | INT 0259 | 5414823188152 | B-B | IP20 | LED Technology | 2700K | 90 | 37 | .
251 73 21 923 W-B | BOXY XL R C 92737 W-B | 556.42 | . | BOXY | BOXY R XL C | ICP | PRO INT | . |  | INT 0259 | 5414823188176 | W-B | IP20 | LED Technology | 2700K | 90 | 37 | .
251 73 21 923 W-W | BOXY XL R C 92737 W-W | 556.42 | . | BOXY | BOXY R XL C | ICP | PRO INT | . |  | INT 0259 | 5414823188183 | W-W | IP20 | LED Technology | 2700K | 90 | 37 | .
251 73 21 931 B-B | BOXY XL R C 93020 B-B | 556.42 | . | BOXY | BOXY R XL C | ICP | PRO INT | . |  | INT 0259 | 5414823188190 | B-B | IP20 | LED Technology | 3000K | 90 | 20 | .
251 73 21 931 W-B | BOXY XL R C 93020 W-B | 556.42 | . | BOXY | BOXY R XL C | ICP | PRO INT | . |  | INT 0259 | 5414823188213 | W-B | IP20 | LED Technology | 3000K | 90 | 20 | .
251 73 21 931 W-W | BOXY XL R C 93020 W-W | 556.42 | . | BOXY | BOXY R XL C | ICP | PRO INT | . |  | INT 0259 | 5414823188220 | W-W | IP20 | LED Technology | 3000K | 90 | 20 | .
251 73 21 933 B-B | BOXY XL R C 93037 B-B | 556.42 | . | BOXY | BOXY R XL C | ICP | PRO INT | . |  | INT 0259 | 5414823188237 | B-B | IP20 | LED Technology | 3000K | 90 | 37 | .
251 73 21 933 W-B | BOXY XL R C 93037 W-B | 556.42 | . | BOXY | BOXY R XL C | ICP | PRO INT | . |  | INT 0259 | 5414823188251 | W-B | IP20 | LED Technology | 3000K | 90 | 37 | .
251 73 21 933 W-W | BOXY XL R C 93037 W-W | 556.42 | . | BOXY | BOXY R XL C | ICP | PRO INT | . |  | INT 0259 | 5414823188268 | W-W | IP20 | LED Technology | 3000K | 90 | 37 | .
251 72 21 921 B-B | BOXY XL S 92720 B-B | 429.04 | . | BOXY | BOXY XL | ICS | PRO INT | . |  | INT 0265 | 5414823187797 | B-B | IP20 | LED Technology | 2700K | 90 | 20 | .
251 72 21 921 ED1 B-B | BOXY XL S 92720 DIM1 B-B | 502.47 | . | BOXY | BOXY XL | ICS | PRO INT | . |  | INT 0265 | 5414823243196 | B-B | IP20 | LED Technology | 2700K | 90 | 20 | .
251 72 21 921 ED1 W-B | BOXY XL S 92720 DIM1 W-B | 502.47 | . | BOXY | BOXY XL | ICS | PRO INT | . |  | INT 0265 | 5414823243219 | W-B | IP20 | LED Technology | 2700K | 90 | 20 | .
251 72 21 921 ED1 W-W | BOXY XL S 92720 DIM1 W-W | 502.47 | . | BOXY | BOXY XL | ICS | PRO INT | . |  | INT 0265 | 5414823243226 | W-W | IP20 | LED Technology | 2700K | 90 | 20 | .
251 72 21 921 W-B | BOXY XL S 92720 W-B | 429.04 | . | BOXY | BOXY XL | ICS | PRO INT | . |  | INT 0265 | 5414823187810 | W-B | IP20 | LED Technology | 2700K | 90 | 20 | .
251 72 21 921 W-W | BOXY XL S 92720 W-W | 429.04 | . | BOXY | BOXY XL | ICS | PRO INT | . |  | INT 0265 | 5414823187827 | W-W | IP20 | LED Technology | 2700K | 90 | 20 | .
251 72 21 923 B-B | BOXY XL S 92737 B-B | 429.04 | . | BOXY | BOXY XL | ICS | PRO INT | . |  | INT 0265 | 5414823187834 | B-B | IP20 | LED Technology | 2700K | 90 | 37 | .
251 72 21 923 ED1 B-B | BOXY XL S 92737 DIM1 B-B | 502.47 | . | BOXY | BOXY XL | ICS | PRO INT | . |  | INT 0265 | 5414823243233 | B-B | IP20 | LED Technology | 2700K | 90 | 37 | .
251 72 21 923 ED1 W-B | BOXY XL S 92737 DIM1 W-B | 502.47 | . | BOXY | BOXY XL | ICS | PRO INT | . |  | INT 0265 | 5414823243257 | W-B | IP20 | LED Technology | 2700K | 90 | 37 | .
251 72 21 923 ED1 W-W | BOXY XL S 92737 DIM1 W-W | 502.47 | . | BOXY | BOXY XL | ICS | PRO INT | . |  | INT 0265 | 5414823243264 | W-W | IP20 | LED Technology | 2700K | 90 | 37 | .
251 72 21 923 W-B | BOXY XL S 92737 W-B | 429.04 | . | BOXY | BOXY XL | ICS | PRO INT | . |  | INT 0265 | 5414823187858 | W-B | IP20 | LED Technology | 2700K | 90 | 37 | .
251 72 21 923 W-W | BOXY XL S 92737 W-W | 429.04 | . | BOXY | BOXY XL | ICS | PRO INT | . |  | INT 0265 | 5414823187865 | W-W | IP20 | LED Technology | 2700K | 90 | 37 | .
251 72 21 931 B-B | BOXY XL S 93020 B-B | 429.04 | . | BOXY | BOXY XL | ICS | PRO INT | . |  | INT 0265 | 5414823187872 | B-B | IP20 | LED Technology | 3000K | 90 | 20 | .
251 72 21 931 ED1 B-B | BOXY XL S 93020 DIM1 B-B | 502.47 | . | BOXY | BOXY XL | ICS | PRO INT | . |  | INT 0265 | 5414823243271 | B-B | IP20 | LED Technology | 3000K | 90 | 20 | .
251 72 21 931 ED1 W-B | BOXY XL S 93020 DIM1 W-B | 502.47 | . | BOXY | BOXY XL | ICS | PRO INT | . |  | INT 0265 | 5414823243295 | W-B | IP20 | LED Technology | 3000K | 90 | 20 | .
251 72 21 931 ED1 W-W | BOXY XL S 93020 DIM1 W-W | 502.47 | . | BOXY | BOXY XL | ICS | PRO INT | . |  | INT 0265 | 5414823243301 | W-W | IP20 | LED Technology | 3000K | 90 | 20 | .
251 72 21 931 W-B | BOXY XL S 93020 W-B | 429.04 | . | BOXY | BOXY XL | ICS | PRO INT | . |  | INT 0265 | 5414823187896 | W-B | IP20 | LED Technology | 3000K | 90 | 20 | .
251 72 21 931 W-W | BOXY XL S 93020 W-W | 429.04 | . | BOXY | BOXY XL | ICS | PRO INT | . |  | INT 0265 | 5414823187902 | W-W | IP20 | LED Technology | 3000K | 90 | 20 | .
251 72 21 933 B-B | BOXY XL S 93037 B-B | 429.04 | . | BOXY | BOXY XL | ICS | PRO INT | . |  | INT 0265 | 5414823187919 | B-B | IP20 | LED Technology | 3000K | 90 | 37 | .
251 72 21 933 ED1 B-B | BOXY XL S 93037 DIM1 B-B | 502.47 | . | BOXY | BOXY XL | ICS | PRO INT | . |  | INT 0265 | 5414823243318 | B-B | IP20 | LED Technology | 3000K | 90 | 37 | .
251 72 21 933 ED1 W-B | BOXY XL S 93037 DIM1 W-B | 502.47 | . | BOXY | BOXY XL | ICS | PRO INT | . |  | INT 0265 | 5414823243332 | W-B | IP20 | LED Technology | 3000K | 90 | 37 | .
251 72 21 933 ED1 W-W | BOXY XL S 93037 DIM1 W-W | 502.47 | . | BOXY | BOXY XL | ICS | PRO INT | . |  | INT 0265 | 5414823243349 | W-W | IP20 | LED Technology | 3000K | 90 | 37 | .
251 72 21 933 W-B | BOXY XL S 93037 W-B | 429.04 | . | BOXY | BOXY XL | ICS | PRO INT | . |  | INT 0265 | 5414823187933 | W-B | IP20 | LED Technology | 3000K | 90 | 37 | .
251 72 21 933 W-W | BOXY XL S 93037 W-W | 429.04 | . | BOXY | BOXY XL | ICS | PRO INT | . |  | INT 0265 | 5414823187940 | W-W | IP20 | LED Technology | 3000K | 90 | 37 | .
251 67 44 A | BOXY + A | 125.69 | . | BOXY | BOXY+ | ICS | COM INT | . |  | INT 0263 | 5414823094132 | A | IP44 | Halogen Mains-Voltage | . | . | . | .
251 67 44 G | BOXY + G | 125.69 | . | BOXY | BOXY+ | ICS | COM INT | . |  | INT 0263 | 5414823094149 | G | IP44 | Halogen Mains-Voltage | . | . | . | .
251 67 44 W | BOXY + W | 125.69 | . | BOXY | BOXY+ | ICS | COM INT | . |  | INT 0263 | 5414823094156 | W | IP44 | Halogen Mains-Voltage | . | . | . | .
24511 9208 W | BREESS 25 927 DIM8 W | 484.38 | . | BREESS | BREESS | IWS | PRO INT | Æ |  | INT 0563 | 5414823324222 | W | IP20 | LED Technology | 2700K | 90 | . | .
24511 9308 W | BREESS 25 930 DIM8 W | 484.38 | . | BREESS | BREESS | IWS | PRO INT | Æ |  | INT 0563 | 5414823313066 | W | IP20 | LED Technology | 3000K | 90 | . | .
24512 9208 W | BREESS 36 927 DIM8 W | 468.72 | . | BREESS | BREESS | IWS | PRO INT | Æ |  | INT 0563 | 5414823320149 | W | IP20 | LED Technology | 2700K | 90 | . | .
24512 9308 W | BREESS 36 930 DIM8 W | 468.72 | . | BREESS | BREESS | IWS | PRO INT | Æ |  | INT 0563 | 5414823313073 | W | IP20 | LED Technology | 3000K | 90 | . | .
222 03 11 93 B | BUTLER P 303 B | 612.69 | . | BUTLER | BUTLER P | EFS | PRO EXT | . |  | EXT 1043 | 5414823210891 | B | IP56 | LED Technology | 3000K | 90 | . | .
222 03 12 93 B | BUTLER P 303 DOWN-UP B | 715.47 | . | BUTLER | BUTLER P | EFS | PRO EXT | . |  | EXT 1043 | 5414823212628 | B | IP56 | LED Technology | 3000K | 90 | . | .
222 03 21 93 B | BUTLER P 304 B | 620.79 | . | BUTLER | BUTLER P | EFS | PRO EXT | . |  | EXT 1043 | 5414823210907 | B | IP56 | LED Technology | 3000K | 90 | . | .
222 03 22 93 B | BUTLER P 304 DOWN-UP B | 723.18 | . | BUTLER | BUTLER P | EFS | PRO EXT | . |  | EXT 1043 | 5414823212642 | B | IP56 | LED Technology | 3000K | 90 | . | .
222 03 31 93 B | BUTLER P 306 B | 628.91 | . | BUTLER | BUTLER P | EFS | PRO EXT | . |  | EXT 1043 | 5414823210921 | B | IP56 | LED Technology | 3000K | 90 | . | .
222 03 32 93 B | BUTLER P 306 DOWN-UP B | 762.7 | . | BUTLER | BUTLER P | EFS | PRO EXT | . |  | EXT 1043 | 5414823212666 | B | IP56 | LED Technology | 3000K | 90 | . | .
222 031 11 92 ED8 B | BUTLER W 927 DIM8 B | 666.79 | . | BUTLER | BUTLER WALL | IWS | PRO EXT | . |  | EXT 0943 | 5414823212697 | B | IP56 | LED Technology | 2700K | 90 | . | .
222 031 12 92 ED8 B | BUTLER W 927 DOWN-UP DIM8 B | 796.64 | . | BUTLER | BUTLER WALL | IWS | PRO EXT | . |  | EXT 0943 | 5414823212758 | B | IP56 | LED Technology | 2700K | 90 | . | .
222 031 11 93 ED8 B | BUTLER W 930 DIM8 B | 666.79 | . | BUTLER | BUTLER WALL | IWS | PRO EXT | . |  | EXT 0943 | 5414823212727 | B | IP56 | LED Technology | 3000K | 90 | . | .
222 031 12 93 ED8 B | BUTLER W 930 DOWN-UP DIM8 B | 796.64 | . | BUTLER | BUTLER WALL | IWS | PRO EXT | . |  | EXT 0943 | 5414823210945 | B | IP56 | LED Technology | 3000K | 90 | . | .
222 032 11 92 ED8 B | BUTLER W D 927 DIM8 B | 1207.63 | . | BUTLER | BUTLER WALL | IWS | PRO EXT | . |  | EXT 0943 | 5414823212796 | B | IP56 | LED Technology | 2700K | 90 | . | .
222 032 12 92 ED8 B | BUTLER W D 927 DOWN-UP DIM8 B | 1467.31 | . | BUTLER | BUTLER WALL | IWS | PRO EXT | . |  | EXT 0943 | 5414823212833 | B | IP56 | LED Technology | 2700K | 90 | . | .
222 032 11 93 ED8 B | BUTLER W D 930 DIM8 B | 1207.63 | . | BUTLER | BUTLER WALL | IWS | PRO EXT | . |  | EXT 0943 | 5414823212819 | B | IP56 | LED Technology | 3000K | 90 | . | .
222 032 12 93 ED8 B | BUTLER W D 930 DOWN-UP DIM8 B | 1467.31 | . | BUTLER | BUTLER WALL | IWS | PRO EXT | . |  | EXT 0943 | 5414823210952 | B | IP56 | LED Technology | 3000K | 90 | . | .
202 20 33 A | CARREE II Hi S1 A | 57.57 | . | CARREE | CARREE | ICR | COM INT | . |  | INT 0171 | 5414823093777 | A | IP20 | Halogen Mains-Voltage | . | . | . | .
202 20 33 W | CARREE II Hi S1 W | 57.57 | . | CARREE | CARREE | ICR | COM INT | . |  | INT 0171 | 5414823093784 | W | IP20 | Halogen Mains-Voltage | . | . | . | .
202 21 33 A | CARREE II OK Hi S1 A | 68.76 | . | CARREE | CARREE | ICR | COM INT | . |  | INT 0171 | 5414823093913 | A | IP20 | Halogen Mains-Voltage | . | . | . | .
202 21 33 W | CARREE II OK Hi S1 W | 68.76 | . | CARREE | CARREE | ICR | COM INT | . |  | INT 0171 | 5414823093883 | W | IP20 | Halogen Mains-Voltage | . | . | . | .
202 52 11 A | CARREE GT Hi S1 A | 78.64 | . | CARREE | CARREE GT | ICR | PRO INT | . |  | INT 0173 | 5414823090233 | A | IP44/20-20/20 | Halogen Mains-Voltage | . | . | . | .
202 52 11 W | CARREE GT Hi S1 W | 78.64 | . | CARREE | CARREE GT | ICR | PRO INT | . |  | INT 0173 | 5414823090240 | W | IP44/20-20/20 | Halogen Mains-Voltage | . | . | . | .
202 49 811 922 A | CARREE GT LED 92733 S1 A | 175.7 | . | CARREE | CARREE GT | ICR | PRO INT | . |  | INT 0173 | 5414823232947 | A | IP44/20-20/20 | LED Technology | 2700K | 90 | 33 | .
202 49 811 922 W | CARREE GT LED 92733 S1 W | 175.7 | . | CARREE | CARREE GT | ICR | PRO INT | . |  | INT 0173 | 5414823232954 | W | IP44/20-20/20 | LED Technology | 2700K | 90 | 33 | .
202 49 811 932 A | CARREE GT LED 93033 S1 A | 175.7 | . | CARREE | CARREE GT | ICR | PRO INT | . |  | INT 0173 | 5414823232961 | A | IP44/20-20/20 | LED Technology | 3000K | 90 | 33 | .
202 49 811 932 W | CARREE GT LED 93033 S1 W | 175.7 | . | CARREE | CARREE GT | ICR | PRO INT | . |  | INT 0173 | 5414823232978 | W | IP44/20-20/20 | LED Technology | 3000K | 90 | 33 | .
202 49 1902 A | CARREE GT LED 9-SOFT S1 A | 221.67 | . | CARREE | CARREE GT | ICR | PRO INT | . |  | INT 0173 | 5414823240317 | A | IP44/20-20/20 | LED Technology | 2700-1800 | 90 | 40 | .
202 49 1902 W | CARREE GT LED 9-SOFT S1 W | 221.67 | . | CARREE | CARREE GT | ICR | PRO INT | . |  | INT 0173 | 5414823240324 | W | IP44/20-20/20 | LED Technology | 2700-1800 | 90 | 40 | .
202 53 811 922 B-MMAT | CARREE ST L LED 92733 S1 B-MMAT | 180.49 | . | CARREE | CARREE ST | ICR | PRO INT | . |  | INT 0169 | 5414823232985 | B-MMAT | IP43/20-20/20 | LED Technology | 2700K | 90 | 33 | .
202 53 811 922 W-B | CARREE ST L LED 92733 S1 W-B | 180.49 | . | CARREE | CARREE ST | ICR | PRO INT | . |  | INT 0169 | 5414823232992 | W-B | IP43/20-20/20 | LED Technology | 2700K | 90 | 33 | .
202 53 811 922 W-W | CARREE ST L LED 92733 S1 W-W | 180.49 | . | CARREE | CARREE ST | ICR | PRO INT | . |  | INT 0169 | 5414823233005 | W-W | IP43/20-20/20 | LED Technology | 2700K | 90 | 33 | .
202 53 811 932 B-MMAT | CARREE ST L LED 93033 S1 B-MMAT | 180.47 | . | CARREE | CARREE ST | ICR | PRO INT | . |  | INT 0169 | 5414823233012 | B-MMAT | IP43/20-20/20 | LED Technology | 3000K | 90 | 33 | .
202 53 811 932 W-B | CARREE ST L LED 93033 S1 W-B | 180.49 | . | CARREE | CARREE ST | ICR | PRO INT | . |  | INT 0169 | 5414823233029 | W-B | IP43/20-20/20 | LED Technology | 3000K | 90 | 33 | .
202 53 811 932 W-W | CARREE ST L LED 93033 S1 W-W | 180.47 | . | CARREE | CARREE ST | ICR | PRO INT | . |  | INT 0169 | 5414823233661 | W-W | IP43/20-20/20 | LED Technology | 3000K | 90 | 33 | .
11044 9220 A | CARREE ST LED 92733 A | 139.18 | . | CARREE | CARREE ST | ICR | PRO INT | Æ |  | INT 0169 | 5414823309182 | A | IP23/20 | LED Technology | 2700K | 90 | 33 | 202 50 811 922 A
11044 9220 W | CARREE ST LED 92733 W | 139.18 | . | CARREE | CARREE ST | ICR | PRO INT | Æ |  | INT 0169 | 5414823309816 | W | IP23/20 | LED Technology | 2700K | 90 | 33 | 202 50 811 922 W
11044 9320 A | CARREE ST LED 93033 A | 139.18 | . | CARREE | CARREE ST | ICR | PRO INT | Æ |  | INT 0169 | 5414823322785 | A | IP23/20 | LED Technology | 3000K | 90 | 33 | 202 50 811 932 A
11044 9320 W | CARREE ST LED 93033 W | 139.18 | . | CARREE | CARREE ST | ICR | PRO INT | Æ |  | INT 0169 | 5414823309991 | W | IP23/20 | LED Technology | 3000K | 90 | 33 | 202 50 811 932 W
11045 9220 W | CARREE ST LED IP 92733 W | 143.84 | . | CARREE | CARREE ST | ICR | PRO INT | Æ |  | INT 0169 | 5414823322792 | W | IP44 | LED Technology | 2700K | 90 | 33 | .
11045 9320 W | CARREE ST LED IP 93033 W | 143.84 | . | CARREE | CARREE ST | ICR | PRO INT | Æ |  | INT 0169 | 5414823309199 | W | IP44 | LED Technology | 3000K | 90 | 33 | .
11047 9020 B | CARREE ST OK 9-SOFT B | 192.68 | . | CARREE | CARREE ST | ICR | PRO INT | Æ |  | INT 0169 | 5414823322815 | B | IP23/20 | LED Technology | 2700-1800 | 90 | 40 | 202 501 1902 B, 202 502 1902 B
11047 9020 W | CARREE ST OK 9-SOFT W | 192.68 | . | CARREE | CARREE ST | ICR | PRO INT | Æ |  | INT 0169 | 5414823308116 | W | IP23/20 | LED Technology | 2700-1800 | 90 | 40 | 202 501 1902 W, 202 502 1902 W
11046 9220 B | CARREE ST OK LED 92733 B | 145 | . | CARREE | CARREE ST | ICR | PRO INT | Æ |  | INT 0169 | 5414823322808 | B | IP23/20 | LED Technology | 2700K | 90 | 33 | 202 501 811 922 B, 202 502 811 922 B
11046 9220 W | CARREE ST OK LED 92733 W | 145 | . | CARREE | CARREE ST | ICR | PRO INT | Æ |  | INT 0169 | 5414823310768 | W | IP23/20 | LED Technology | 2700K | 90 | 33 | 202 501 811 922 W, 202 502 811 922 W
11046 9320 B | CARREE ST OK LED 93033 B | 145 | . | CARREE | CARREE ST | ICR | PRO INT | Æ |  | INT 0169 | 5414823310003 | B | IP23/20 | LED Technology | 3000K | 90 | 33 | 202 501 811 932 B, 202 502 811 932 B
11046 9320 W | CARREE ST OK LED 93033 W | 145 | . | CARREE | CARREE ST | ICR | PRO INT | Æ |  | INT 0169 | 5414823312069 | W | IP23/20 | LED Technology | 3000K | 90 | 33 | 202 501 811 932 W, 202 502 811 932 W
202 50 51 A | CARREE ST OK S1 A | 57.09 | . | CARREE | CARREE ST | ICR | PRO INT | . |  | INT 0171 | 5414823090219 | A | IP20 | Halogen Low-Voltage | . | . | . | .
202 50 51 W | CARREE ST OK S1 W | 57.09 | . | CARREE | CARREE ST | ICR | PRO INT | . |  | INT 0171 | 5414823090226 | W | IP20 | Halogen Low-Voltage | . | . | . | .
202 50 50 A | CARREE ST S1 A | 45.84 | . | CARREE | CARREE ST | ICR | PRO INT | . |  | INT 0171 | 5414823090196 | A | IP20 | Halogen Low-Voltage | . | . | . | .
202 50 50 W | CARREE ST S1 W | 45.84 | . | CARREE | CARREE ST | ICR | PRO INT | . |  | INT 0171 | 5414823090202 | W | IP20 | Halogen Low-Voltage | . | . | . | .
202 51 811 922 W | CARREE TRIMLESS LED 92733 S1 W | 179.48 | . | CARREE | CARREE TRIMLESS | ICR | PRO INT | . |  | INT 0167 | 5414823240522 | W | IP23/20 | LED Technology | 2700K | 90 | 33 | .
202 51 811 932 W | CARREE TRIMLESS LED 93033 S1 W | 179.48 | . | CARREE | CARREE TRIMLESS | ICR | PRO INT | . |  | INT 0167 | 5414823240546 | W | IP23/20 | LED Technology | 3000K | 90 | 33 | .
202 511 811 922 W | CARREE TRIMLESS LED IP 92733 S1 W | 194.86 | . | CARREE | CARREE TRIMLESS | ICR | PRO INT | . |  | INT 0167 | 5414823240607 | W | IP44/20 | LED Technology | 2700K | 90 | 33 | .
202 511 811 932 W | CARREE TRIMLESS LED IP 93033 S1 W | 194.86 | . | CARREE | CARREE TRIMLESS | ICR | PRO INT | . |  | INT 0167 | 5414823240621 | W | IP44/20 | LED Technology | 3000K | 90 | 33 | .
202 510 811 922 B | CARREE TRIMLESS OK LED 92733 B | 188.44 | . | CARREE | CARREE TRIMLESS | ICR | PRO INT | . |  | INT 0167 | 5414823233623 | B | IP23/20 | LED Technology | 2700K | 90 | 33 | .
202 510 811 922 W | CARREE TRIMLESS OK LED 92733 W | 188.44 | . | CARREE | CARREE TRIMLESS | ICR | PRO INT | . |  | INT 0167 | 5414823233630 | W | IP23/20 | LED Technology | 2700K | 90 | 33 | .
202 510 811 932 B | CARREE TRIMLESS OK LED 93033 B | 188.44 | . | CARREE | CARREE TRIMLESS | ICR | PRO INT | . |  | INT 0167 | 5414823233647 | B | IP23/20 | LED Technology | 3000K | 90 | 33 | .
202 510 811 932 W | CARREE TRIMLESS OK LED 93033 W | 188.44 | . | CARREE | CARREE TRIMLESS | ICR | PRO INT | . |  | INT 0167 | 5414823233654 | W | IP23/20 | LED Technology | 3000K | 90 | 33 | .
202 510 1902 B | CARREE TRIMLESS OK LED 9-SOFT B | 228.94 | . | CARREE | CARREE TRIMLESS | ICR | PRO INT | . |  | INT 0167 | 5414823240560 | B | IP23/20 | LED Technology | 2700-1800 | 90 | 40 | .
202 510 1902 W | CARREE TRIMLESS OK LED 9-SOFT W | 228.94 | . | CARREE | CARREE TRIMLESS | ICR | PRO INT | . |  | INT 0167 | 5414823240577 | W | IP23/20 | LED Technology | 2700-1800 | 90 | 40 | .
202 51 51 B | CARREE TRIMLESS OK S1 B | 66.8 | . | CARREE | CARREE TRIMLESS | ICR | PRO INT | . |  | INT 0167 | 5414823125805 | B | IP20 | Halogen Low-Voltage | . | . | . | .
202 51 51 W | CARREE TRIMLESS OK S1 W | 66.8 | . | CARREE | CARREE TRIMLESS | ICR | PRO INT | . |  | INT 0167 | 5414823098239 | W | IP20 | Halogen Low-Voltage | . | . | . | .
202 20 811 922 A | CARREE X LED 92733 S1 A | 202.21 | . | CARREE | CARREE X | ECR | PRO INT | . |  | EXT 0895 | 5414823238581 | A | IP44/20-22/20 | LED Technology | 2700K | 90 | 33 | .
202 20 811 922 N | CARREE X LED 92733 S1 N | 202.21 | . | CARREE | CARREE X | ECR | PRO INT | . |  | EXT 0895 | 5414823238598 | N | IP44/20-22/20 | LED Technology | 2700K | 90 | 33 | .
202 20 811 922 W | CARREE X LED 92733 S1 W | 202.21 | . | CARREE | CARREE X | ECR | PRO INT | . |  | EXT 0895 | 5414823238604 | W | IP44/20-22/20 | LED Technology | 2700K | 90 | 33 | .
202 206 811 922 A | CARREE X LED 92733-65 S1 A | 229.86 | . | CARREE | CARREE X | ECR | PRO INT | . |  | EXT 0895 | 5414823238628 | A | IP65 | LED Technology | 2700K | 90 | 33 | .
202 206 811 922 N | CARREE X LED 92733-65 S1 N | 229.86 | . | CARREE | CARREE X | ECR | PRO INT | . |  | EXT 0895 | 5414823238635 | N | IP65 | LED Technology | 2700K | 90 | 33 | .
202 206 811 922 W | CARREE X LED 92733-65 S1 W | 229.86 | . | CARREE | CARREE X | ECR | PRO INT | . |  | EXT 0895 | 5414823238642 | W | IP65 | LED Technology | 2700K | 90 | 33 | .
202 207 811 922 A | CARREE X LED 92733-65 S2 A | 229.86 | . | CARREE | CARREE X | ECR | PRO INT | . |  | EXT 0895 | 5414823238666 | A | IP65 | LED Technology | 2700K | 90 | 33 | .
202 207 811 922 N | CARREE X LED 92733-65 S2 N | 229.86 | . | CARREE | CARREE X | ECR | PRO INT | . |  | EXT 0895 | 5414823238673 | N | IP65 | LED Technology | 2700K | 90 | 33 | .
202 207 811 922 W | CARREE X LED 92733-65 S2 W | 229.86 | . | CARREE | CARREE X | ECR | PRO INT | . |  | EXT 0895 | 5414823238680 | W | IP65 | LED Technology | 2700K | 90 | 33 | .
202 20 811 932 A | CARREE X LED 93033 S1 A | 202.21 | . | CARREE | CARREE X | ECR | COM EXT | . |  | EXT 0895 | 5414823233142 | A | IP44/20-22/20 | LED Technology | 3000K | 90 | 33 | .
202 20 811 932 N | CARREE X LED 93033 S1 N | 202.21 | . | CARREE | CARREE X | ECR | COM EXT | . |  | EXT 0895 | 5414823233159 | N | IP44/20-22/20 | LED Technology | 3000K | 90 | 33 | .
202 20 811 932 W | CARREE X LED 93033 S1 W | 202.21 | . | CARREE | CARREE X | ECR | COM EXT | . |  | EXT 0895 | 5414823238611 | W | IP44/20-22/20 | LED Technology | 3000K | 90 | 33 | .
202 206 811 932 A | CARREE X LED 93033-65 S1 A | 229.86 | . | CARREE | CARREE X | ECR | COM EXT | . |  | EXT 0895 | 5414823231148 | A | IP65 | LED Technology | 3000K | 90 | 33 | .
202 206 811 932 N | CARREE X LED 93033-65 S1 N | 229.86 | . | CARREE | CARREE X | ECR | COM EXT | . |  | EXT 0895 | 5414823235030 | N | IP65 | LED Technology | 3000K | 90 | 33 | .
202 206 811 932 W | CARREE X LED 93033-65 S1 W | 229.86 | . | CARREE | CARREE X | ECR | COM EXT | . |  | EXT 0895 | 5414823238659 | W | IP65 | LED Technology | 3000K | 90 | 33 | .
202 207 811 932 A | CARREE X LED 93033-65 S2 A | 229.86 | . | CARREE | CARREE X | ECR | COM EXT | . |  | EXT 0895 | 5414823235047 | A | IP65 | LED Technology | 3000K | 90 | 33 | .
202 207 811 932 N | CARREE X LED 93033-65 S2 N | 229.86 | . | CARREE | CARREE X | ECR | COM EXT | . |  | EXT 0895 | 5414823235054 | N | IP65 | LED Technology | 3000K | 90 | 33 | .
202 207 811 932 W | CARREE X LED 93033-65 S2 W | 229.86 | . | CARREE | CARREE X | ECR | COM EXT | . |  | EXT 0895 | 5414823238697 | W | IP65 | LED Technology | 3000K | 90 | 33 | .
202 01 1010 ALU | CIRCLE Hi S2 ALU | 67.54 | . | CIRCLE | CIRCLE | ICR | COM INT | . |  | INT 0099 | 5414823110986 | ALU | IP20 | Halogen Mains-Voltage | . | . | . | .
202 01 1010 W | CIRCLE Hi S2 W | 51.71 | . | CIRCLE | CIRCLE | ICR | COM INT | . |  | INT 0099 | 5414823110993 | W | IP20 | Halogen Mains-Voltage | . | . | . | .
415 224 923 B | CIRCLE LED 92740 B | 104.63 | . | CIRCLE | CIRCLE | ICR | COM INT | . |  | INT 0099 | 5414823213816 | B | IP20 | LED Technology | 2700K | 90 | 40 | .
415 224 923 W | CIRCLE LED 92740 W | 104.63 | . | CIRCLE | CIRCLE | ICR | COM INT | . |  | INT 0099 | 5414823213823 | W | IP20 | LED Technology | 2700K | 90 | 40 | .
415 224 933 B | CIRCLE LED 93040 B | 104.63 | . | CIRCLE | CIRCLE | ICR | COM INT | . |  | INT 0099 | 5414823213830 | B | IP20 | LED Technology | 3000K | 90 | 40 | .
415 224 933 W | CIRCLE LED 93040 W | 104.63 | . | CIRCLE | CIRCLE | ICR | COM INT | . |  | INT 0099 | 5414823211102 | W | IP20 | LED Technology | 3000K | 90 | 40 | .
202 01 10 W | CIRCLE S2 W | 33.77 | . | CIRCLE | CIRCLE | ICR | COM INT | . |  | INT 0099 | 5414823002250 | W | IP20 | Halogen Low-Voltage | . | . | . | .
202 23 25 W | C-MAX Hi S1 W | 63.08 | . | C-MAX | C-MAX | ICR | COM INT | . |  | INT 0083 | 5414823006487 | W | IP44/20-20/20 | Halogen Mains-Voltage | . | . | . | .
202 23 35 W | C-MAX Hi S2 W | 63.08 | . | C-MAX | C-MAX | ICR | COM INT | . |  | INT 0083 | 5414823006517 | W | IP44/20-20/20 | Halogen Mains-Voltage | . | . | . | .
202 23 05 W | C-MAX S1 W | 54.05 | . | C-MAX | C-MAX | ICR | COM INT | . |  | INT 0083 | 5414823006425 | W | IP44/20-20/20 | Halogen Low-Voltage | . | . | . | .
202 14 1210 W-W | DIRO OK Hi S2 W-W | 91.64 | . | DIRO | DIRO | ICR | COM INT | . |  | INT 0071 | 5414823112874 | W-W | IP20 | Halogen Mains-Voltage | . | . | . | .
202 14 11 W-W | DIRO OK S1 W-W | 73.65 | . | DIRO | DIRO | ICR | COM INT | . |  | INT 0071 | 5414823084294 | W-W | IP20 | Halogen Low-Voltage | . | . | . | .
202 292 812 922 W | DIRO DUO ST OK LED 92733 S1 W | 364.69 | . | DIRO | DIRO DUO | ICR | PRO INT | . |  | INT 0071 | 5414823239519 | W | IP23/20 | LED Technology | 2700K | 90 | 33 | .
202 292 812 932 W | DIRO DUO ST OK LED 93033 S1 W | 364.69 | . | DIRO | DIRO DUO | ICR | PRO INT | . |  | INT 0071 | 5414823235436 | W | IP23/20 | LED Technology | 3000K | 90 | 33 | .
202 342 811 922 W | DIRO GT LED 92733 W | 202.47 | . | DIRO | DIRO GT | ICR | PRO INT | . |  | INT 0073 | 5414823233395 | W | IP44/20 | LED Technology | 2700K | 90 | 33 | .
202 342 811 932 W | DIRO GT LED 93033 W | 202.47 | . | DIRO | DIRO GT | ICR | PRO INT | . |  | INT 0073 | 5414823233418 | W | IP44/20 | LED Technology | 3000K | 90 | 33 | .
202 342 1902 W | DIRO GT LED 9-SOFT W | 248.55 | . | DIRO | DIRO GT | ICR | PRO INT | . |  | INT 0073 | 5414823239588 | W | IP44/20 | LED Technology | 2700-1800 | 90 | 40 | .
415 332 822 | MINI DIRO R TRIMLESS 82720 | 248.36 | . | DIRO | DIRO MINI TRIMLESS | ICR | PRO INT | . |  | INT 0069 | 5414823196485 | . | IP20 | LED Technology | 2700K | 80 | 20 | .
415 332 832 | MINI DIRO R TRIMLESS 83020 | 248.36 | . | DIRO | DIRO MINI TRIMLESS | ICR | PRO INT | . |  | INT 0069 | 5414823181511 | . | IP20 | LED Technology | 3000K | 80 | 20 | .
202 297 82 W | DIRO SBL L 82 W | 245.4 | . | DIRO | DIRO SBL | ICR | COM INT | Æ |  | INT 0073 | 5414823290633 | W | IP43/20 | LED Technology | 2700K | 80 | . | .
202 297 83 B | DIRO SBL L 83 B | 245.4 | . | DIRO | DIRO SBL | ICR | COM INT | Æ |  | INT 0073 | 5414823288043 | B | IP43/20 | LED Technology | 3000K | 80 | . | .
202 297 83 W | DIRO SBL L 83 W | 245.4 | . | DIRO | DIRO SBL | ICR | COM INT | . |  | INT 0073 | 5414823239557 | W | IP43/20 | LED Technology | 3000K | 80 | . | .
202 296 82 W | DIRO SBL M 82 W | 194.87 | . | DIRO | DIRO SBL | ICR | COM INT | Æ |  | INT 0073 | 5414823299506 | W | IP43/20 | LED Technology | 2700K | 80 | . | .
202 296 83 B | DIRO SBL M 83 B | 194.87 | . | DIRO | DIRO SBL | ICR | COM INT | Æ |  | INT 0073 | 5414823288036 | B | IP43/20 | LED Technology | 3000K | 80 | . | .
202 296 83 W | DIRO SBL M 83 W | 194.87 | . | DIRO | DIRO SBL | ICR | COM INT | . |  | INT 0073 | 5414823239540 | W | IP43/20 | LED Technology | 3000K | 80 | . | .
202 295 82 W | DIRO SBL S 82 W | 149.52 | . | DIRO | DIRO SBL | ICR | COM INT | Æ |  | INT 0073 | 5414823299490 | W | IP43/20 | LED Technology | 2700K | 80 | . | .
202 295 83 B | DIRO SBL S 83 B | 149.52 | . | DIRO | DIRO SBL | ICR | COM INT | Æ |  | INT 0073 | 5414823288029 | B | IP43/20 | LED Technology | 3000K | 80 | . | .
202 295 83 W | DIRO SBL S 83 W | 149.52 | . | DIRO | DIRO SBL | ICR | COM INT | . |  | INT 0073 | 5414823239533 | W | IP43/20 | LED Technology | 3000K | 80 | . | .
251 81 82 W | DIRO SBL L ON 82 W | 267.96 | . | DIRO | DIRO SBL ON | ICS | COM INT | Æ |  | INT 0247 | 5414823299735 | W | IP43 | LED Technology | 2700K | 80 | . | .
251 81 83 B | DIRO SBL L ON 83 B | 267.96 | . | DIRO | DIRO SBL ON | ICS | COM INT | Æ |  | INT 0247 | 5414823308536 | B | IP43 | LED Technology | 3000K | 80 | . | .
251 81 83 W | DIRO SBL L ON 83 W | 267.96 | . | DIRO | DIRO SBL ON | ICS | COM INT | . |  | INT 0247 | 5414823274435 | W | IP43 | LED Technology | 3000K | 80 | . | .
251 77 82 W | DIRO SBL S ON 82 W | 161.27 | . | DIRO | DIRO SBL ON | ICS | COM INT | Æ |  | INT 0247 | 5414823299483 | W | IP43 | LED Technology | 2700K | 80 | . | .
251 77 83 B | DIRO SBL S ON 83 B | 161.27 | . | DIRO | DIRO SBL ON | ICS | COM INT | Æ |  | INT 0247 | 5414823308529 | B | IP43 | LED Technology | 3000K | 80 | . | .
251 77 83 W | DIRO SBL S ON 83 W | 161.27 | . | DIRO | DIRO SBL ON | ICS | COM INT | . |  | INT 0247 | 5414823243738 | W | IP43 | LED Technology | 3000K | 80 | . | .
202 292 811 922 B | DIRO ST OK LED 92733 B | 201.08 | . | DIRO | DIRO ST | ICR | COM INT | . |  | INT 0071 | 5414823239472 | B | IP23/20 | LED Technology | 2700K | 90 | 33 | .
202 292 811 922 MMAT | DIRO ST OK LED 92733 MMAT | 206.8 | . | DIRO | DIRO ST | ICR | PRO INT | . |  | INT 0071 | 5414823235412 | MMAT | IP23/20 | LED Technology | 2700K | 90 | 33 | .
202 292 811 922 W | DIRO ST OK LED 92733 W | 201.08 | . | DIRO | DIRO ST | ICR | PRO INT | . |  | INT 0071 | 5414823231186 | W | IP23/20 | LED Technology | 2700K | 90 | 33 | .
202 292 811 932 B | DIRO ST OK LED 93033 B | 201.08 | . | DIRO | DIRO ST | ICR | PRO INT | . |  | INT 0071 | 5414823239489 | B | IP23/20 | LED Technology | 3000K | 90 | 33 | .
202 292 811 932 MMAT | DIRO ST OK LED 93033 MMAT | 206.8 | . | DIRO | DIRO ST | ICR | PRO INT | . |  | INT 0071 | 5414823239496 | MMAT | IP23/20 | LED Technology | 3000K | 90 | 33 | .
202 292 811 932 W | DIRO ST OK LED 93033 W | 201.08 | . | DIRO | DIRO ST | ICR | PRO INT | . |  | INT 0071 | 5414823235429 | W | IP23/20 | LED Technology | 3000K | 90 | 33 | .
202 14 61 B | DIRO ST OK S1 B | 58.2 | . | DIRO | DIRO ST | ICR | PRO INT | . |  | INT 0071 | 5414823085628 | B | IP20 | Halogen Low-Voltage | . | . | . | .
202 14 61 MMAT | DIRO ST OK S1 MMAT | 60.78 | . | DIRO | DIRO ST | ICR | PRO INT | . |  | INT 0071 | 5414823085635 | MMAT | IP20 | Halogen Low-Voltage | . | . | . | .
202 14 61 W | DIRO ST OK S1 W | 58.2 | . | DIRO | DIRO ST | ICR | PRO INT | . |  | INT 0071 | 5414823083624 | W | IP20 | Halogen Low-Voltage | . | . | . | .
202 144 811 922 B | DIRO TRIMLESS LED 92733 B | 150.78 | . | DIRO | DIRO TRIMLESS | ICR | PRO INT | . |  | INT 0069 | 5414823238451 | B | IP23/20 | LED Technology | 2700K | 90 | 33 | .
202 144 811 922 MMAT | DIRO TRIMLESS LED 92733 MMAT | 158.52 | . | DIRO | DIRO TRIMLESS | ICR | PRO INT | . |  | INT 0069 | 5414823233111 | MMAT | IP23/20 | LED Technology | 2700K | 90 | 33 | .
202 144 811 922 W | DIRO TRIMLESS LED 92733 W | 150.78 | . | DIRO | DIRO TRIMLESS | ICR | PRO INT | . |  | INT 0069 | 5414823233128 | W | IP23/20 | LED Technology | 2700K | 90 | 33 | .
202 144 811 932 B | DIRO TRIMLESS LED 93033 B | 150.78 | . | DIRO | DIRO TRIMLESS | ICR | PRO INT | . |  | INT 0069 | 5414823238468 | B | IP23/20 | LED Technology | 3000K | 90 | 33 | .
202 144 811 932 MMAT | DIRO TRIMLESS LED 93033 MMAT | 158.52 | . | DIRO | DIRO TRIMLESS | ICR | PRO INT | . |  | INT 0069 | 5414823238475 | MMAT | IP23/20 | LED Technology | 3000K | 90 | 33 | .
202 144 811 932 W | DIRO TRIMLESS LED 93033 W | 150.78 | . | DIRO | DIRO TRIMLESS | ICR | PRO INT | . |  | INT 0069 | 5414823233135 | W | IP23/20 | LED Technology | 3000K | 90 | 33 | .
202 144 1902 B | DIRO TRIMLESS LED 9-SOFT B | 196.58 | . | DIRO | DIRO TRIMLESS | ICR | PRO INT | . |  | INT 0069 | 5414823238420 | B | IP23/20 | LED Technology | 2700-1800 | 90 | 40 | .
202 144 1902 MMAT | DIRO TRIMLESS LED 9-SOFT MMAT | 204.37 | . | DIRO | DIRO TRIMLESS | ICR | PRO INT | . |  | INT 0069 | 5414823238437 | MMAT | IP23/20 | LED Technology | 2700-1800 | 90 | 40 | .
202 144 1902 W | DIRO TRIMLESS LED 9-SOFT W | 196.58 | . | DIRO | DIRO TRIMLESS | ICR | PRO INT | . |  | INT 0069 | 5414823238444 | W | IP23/20 | LED Technology | 2700-1800 | 90 | 40 | .
202 146 811 922 B | DIRO TRIMLESS LED IP 92733 B | 168.23 | . | DIRO | DIRO TRIMLESS | ICR | PRO INT | . |  | INT 0069 | 5414823238529 | B | IP44/20 | LED Technology | 2700K | 90 | 33 | .
202 146 811 922 W | DIRO TRIMLESS LED IP 92733 W | 168.23 | . | DIRO | DIRO TRIMLESS | ICR | PRO INT | . |  | INT 0069 | 5414823238543 | W | IP44/20 | LED Technology | 2700K | 90 | 33 | .
202 146 811 932 B | DIRO TRIMLESS LED IP 93033 B | 168.23 | . | DIRO | DIRO TRIMLESS | ICR | PRO INT | . |  | INT 0069 | 5414823238550 | B | IP44/20 | LED Technology | 3000K | 90 | 33 | .
202 146 811 932 W | DIRO TRIMLESS LED IP 93033 W | 168.23 | . | DIRO | DIRO TRIMLESS | ICR | PRO INT | . |  | INT 0069 | 5414823238574 | W | IP44/20 | LED Technology | 3000K | 90 | 33 | .
202 145 811 922 B | DIRO TRIMLESS OK LED 92733 B | 201.16 | . | DIRO | DIRO TRIMLESS | ICR | PRO INT | . |  | INT 0069 | 5414823238482 | B | IP20 | LED Technology | 2700K | 90 | 33 | .
202 145 811 922 MMAT | DIRO TRIMLESS OK LED 92733 MMAT | 209.68 | . | DIRO | DIRO TRIMLESS | ICR | PRO INT | . |  | INT 0069 | 5414823238499 | MMAT | IP20 | LED Technology | 2700K | 90 | 33 | .
202 145 811 922 W | DIRO TRIMLESS OK LED 92733 W | 201.16 | . | DIRO | DIRO TRIMLESS | ICR | PRO INT | . |  | INT 0069 | 5414823235795 | W | IP20 | LED Technology | 2700K | 90 | 33 | .
202 145 811 932 B | DIRO TRIMLESS OK LED 93033 B | 201.16 | . | DIRO | DIRO TRIMLESS | ICR | PRO INT | . |  | INT 0069 | 5414823238505 | B | IP20 | LED Technology | 3000K | 90 | 33 | .
202 145 811 932 MMAT | DIRO TRIMLESS OK LED 93033 MMAT | 209.68 | . | DIRO | DIRO TRIMLESS | ICR | PRO INT | . |  | INT 0069 | 5414823238512 | MMAT | IP20 | LED Technology | 3000K | 90 | 33 | .
202 145 811 932 W | DIRO TRIMLESS OK LED 93033 W | 201.16 | . | DIRO | DIRO TRIMLESS | ICR | PRO INT | . |  | INT 0069 | 5414823235672 | W | IP20 | LED Technology | 3000K | 90 | 33 | .
202 14 90 B | DIRO TRIMLESS OK S1 B | 67.45 | . | DIRO | DIRO TRIMLESS | ICR | PRO INT | . |  | INT 0069 | 5414823125812 | B | IP20 | Halogen Low-Voltage | . | . | . | .
202 14 90 W | DIRO TRIMLESS OK S1 W | 67.45 | . | DIRO | DIRO TRIMLESS | ICR | PRO INT | . |  | INT 0069 | 5414823098307 | W | IP20 | Halogen Low-Voltage | . | . | . | .
424 113 02 921 ED8 B-B | DOT.COM L2 ON 92716 DIM8 B-B | 264.3 | . | DOTCOM | DOTCOM L ON | ICS | PRO INT | . |  | INT 0279 | 5414823280092 | B-B | IP20 | LED Technology | 2700K | 90 | 16 | .
424 113 02 921 ED8 W-B | DOT.COM L2 ON 92716 DIM8 W-B | 264.3 | . | DOTCOM | DOTCOM L ON | ICS | PRO INT | . |  | INT 0279 | 5414823280108 | W-B | IP20 | LED Technology | 2700K | 90 | 16 | .
424 113 02 922 ED8 B-B | DOT.COM L2 ON 92732 DIM8 B-B | 264.3 | . | DOTCOM | DOTCOM L ON | ICS | PRO INT | . |  | INT 0279 | 5414823280115 | B-B | IP20 | LED Technology | 2700K | 90 | 32 | .
424 113 02 922 ED8 W-B | DOT.COM L2 ON 92732 DIM8 W-B | 264.3 | . | DOTCOM | DOTCOM L ON | ICS | PRO INT | . |  | INT 0279 | 5414823280122 | W-B | IP20 | LED Technology | 2700K | 90 | 32 | .
424 113 02 923 ED8 B-B | DOT.COM L2 ON 92746 DIM8 B-B | 264.3 | . | DOTCOM | DOTCOM L ON | ICS | PRO INT | . |  | INT 0279 | 5414823280139 | B-B | IP20 | LED Technology | 2700K | 90 | 46 | .
424 113 02 923 ED8 W-B | DOT.COM L2 ON 92746 DIM8 W-B | 264.3 | . | DOTCOM | DOTCOM L ON | ICS | PRO INT | . |  | INT 0279 | 5414823280146 | W-B | IP20 | LED Technology | 2700K | 90 | 46 | .
424 113 02 931 ED8 B-B | DOT.COM L2 ON 93016 DIM8 B-B | 264.3 | . | DOTCOM | DOTCOM L ON | ICS | PRO INT | . |  | INT 0279 | 5414823280153 | B-B | IP20 | LED Technology | 3000K | 90 | 16 | .
424 113 02 931 ED8 W-B | DOT.COM L2 ON 93016 DIM8 W-B | 264.3 | . | DOTCOM | DOTCOM L ON | ICS | PRO INT | . |  | INT 0279 | 5414823280160 | W-B | IP20 | LED Technology | 3000K | 90 | 16 | .
424 113 02 932 ED8 B-B | DOT.COM L2 ON 93032 DIM8 B-B | 264.3 | . | DOTCOM | DOTCOM L ON | ICS | PRO INT | . |  | INT 0279 | 5414823280177 | B-B | IP20 | LED Technology | 3000K | 90 | 32 | .
424 113 02 932 ED8 W-B | DOT.COM L2 ON 93032 DIM8 W-B | 264.3 | . | DOTCOM | DOTCOM L ON | ICS | PRO INT | . |  | INT 0279 | 5414823280184 | W-B | IP20 | LED Technology | 3000K | 90 | 32 | .
424 113 02 933 ED8 B-B | DOT.COM L2 ON 93046 DIM8 B-B | 264.3 | . | DOTCOM | DOTCOM L ON | ICS | PRO INT | . |  | INT 0279 | 5414823280191 | B-B | IP20 | LED Technology | 3000K | 90 | 46 | .
424 113 02 933 ED8 W-B | DOT.COM L2 ON 93046 DIM8 W-B | 264.3 | . | DOTCOM | DOTCOM L ON | ICS | PRO INT | . |  | INT 0279 | 5414823280207 | W-B | IP20 | LED Technology | 3000K | 90 | 46 | .
424 113 04 921 ED8 B-B | DOT.COM L4 ON 92716 DIM8 B-B | 290.93 | . | DOTCOM | DOTCOM L ON | ICS | PRO INT | . |  | INT 0279 | 5414823280214 | B-B | IP20 | LED Technology | 2700K | 90 | 16 | .
424 113 04 921 ED8 W-B | DOT.COM L4 ON 92716 DIM8 W-B | 290.93 | . | DOTCOM | DOTCOM L ON | ICS | PRO INT | . |  | INT 0279 | 5414823280221 | W-B | IP20 | LED Technology | 2700K | 90 | 16 | .
424 113 04 922 ED8 B-B | DOT.COM L4 ON 92732 DIM8 B-B | 290.93 | . | DOTCOM | DOTCOM L ON | ICS | PRO INT | . |  | INT 0279 | 5414823280238 | B-B | IP20 | LED Technology | 2700K | 90 | 32 | .
424 113 04 922 ED8 W-B | DOT.COM L4 ON 92732 DIM8 W-B | 290.93 | . | DOTCOM | DOTCOM L ON | ICS | PRO INT | . |  | INT 0279 | 5414823280245 | W-B | IP20 | LED Technology | 2700K | 90 | 32 | .
424 113 04 923 ED8 B-B | DOT.COM L4 ON 92746 DIM8 B-B | 290.93 | . | DOTCOM | DOTCOM L ON | ICS | PRO INT | . |  | INT 0279 | 5414823280252 | B-B | IP20 | LED Technology | 2700K | 90 | 46 | .
424 113 04 923 ED8 W-B | DOT.COM L4 ON 92746 DIM8 W-B | 290.93 | . | DOTCOM | DOTCOM L ON | ICS | PRO INT | . |  | INT 0279 | 5414823280269 | W-B | IP20 | LED Technology | 2700K | 90 | 46 | .
424 113 04 931 ED8 B-B | DOT.COM L4 ON 93016 DIM8 B-B | 290.93 | . | DOTCOM | DOTCOM L ON | ICS | PRO INT | . |  | INT 0279 | 5414823280276 | B-B | IP20 | LED Technology | 3000K | 90 | 16 | .
424 113 04 931 ED8 W-B | DOT.COM L4 ON 93016 DIM8 W-B | 290.93 | . | DOTCOM | DOTCOM L ON | ICS | PRO INT | . |  | INT 0279 | 5414823280283 | W-B | IP20 | LED Technology | 3000K | 90 | 16 | .
424 113 04 932 ED8 B-B | DOT.COM L4 ON 93032 DIM8 B-B | 290.93 | . | DOTCOM | DOTCOM L ON | ICS | PRO INT | . |  | INT 0279 | 5414823280290 | B-B | IP20 | LED Technology | 3000K | 90 | 32 | .
424 113 04 932 ED8 W-B | DOT.COM L4 ON 93032 DIM8 W-B | 290.93 | . | DOTCOM | DOTCOM L ON | ICS | PRO INT | . |  | INT 0279 | 5414823280306 | W-B | IP20 | LED Technology | 3000K | 90 | 32 | .
424 113 04 933 ED8 B-B | DOT.COM L4 ON 93046 DIM8 B-B | 290.93 | . | DOTCOM | DOTCOM L ON | ICS | PRO INT | . |  | INT 0279 | 5414823280313 | B-B | IP20 | LED Technology | 3000K | 90 | 46 | .
424 113 04 933 ED8 W-B | DOT.COM L4 ON 93046 DIM8 W-B | 290.93 | . | DOTCOM | DOTCOM L ON | ICS | PRO INT | . |  | INT 0279 | 5414823280320 | W-B | IP20 | LED Technology | 3000K | 90 | 46 | .
424 213 02 921 B-B | DOT.COM L2 ST 92716 B-B | 150.44 | . | DOTCOM | DOTCOM L ST | ICR | PRO INT | . |  | INT 0159 | 5414823280498 | B-B | IP20 | LED Technology | 2700K | 90 | 16 | .
424 213 02 921 B-C | DOT.COM L2 ST 92716 B-C | 164.21 | . | DOTCOM | DOTCOM L ST | ICR | PRO INT | . |  | INT 0159 | 5414823280504 | B-C | IP20 | LED Technology | 2700K | 90 | 16 | .
424 213 02 921 B-MMAT | DOT.COM L2 ST 92716 B-MMAT | 155.03 | . | DOTCOM | DOTCOM L ST | ICR | PRO INT | . |  | INT 0159 | 5414823280511 | B-MMAT | IP20 | LED Technology | 2700K | 90 | 16 | .
424 213 02 921 W-B | DOT.COM L2 ST 92716 W-B | 150.44 | . | DOTCOM | DOTCOM L ST | ICR | PRO INT | . |  | INT 0159 | 5414823280528 | W-B | IP20 | LED Technology | 2700K | 90 | 16 | .
424 213 02 921 W-C | DOT.COM L2 ST 92716 W-C | 164.21 | . | DOTCOM | DOTCOM L ST | ICR | PRO INT | . |  | INT 0159 | 5414823280535 | W-C | IP20 | LED Technology | 2700K | 90 | 16 | .
424 213 02 921 W-MMAT | DOT.COM L2 ST 92716 W-MMAT | 155.03 | . | DOTCOM | DOTCOM L ST | ICR | PRO INT | . |  | INT 0159 | 5414823280542 | W-MMAT | IP20 | LED Technology | 2700K | 90 | 16 | .
424 213 02 922 B-B | DOT.COM L2 ST 92732 B-B | 150.44 | . | DOTCOM | DOTCOM L ST | ICR | PRO INT | . |  | INT 0159 | 5414823280559 | B-B | IP20 | LED Technology | 2700K | 90 | 32 | .
424 213 02 922 B-C | DOT.COM L2 ST 92732 B-C | 164.21 | . | DOTCOM | DOTCOM L ST | ICR | PRO INT | . |  | INT 0159 | 5414823280566 | B-C | IP20 | LED Technology | 2700K | 90 | 32 | .
424 213 02 922 B-MMAT | DOT.COM L2 ST 92732 B-MMAT | 155.03 | . | DOTCOM | DOTCOM L ST | ICR | PRO INT | . |  | INT 0159 | 5414823280573 | B-MMAT | IP20 | LED Technology | 2700K | 90 | 32 | .
424 213 02 922 W-B | DOT.COM L2 ST 92732 W-B | 150.44 | . | DOTCOM | DOTCOM L ST | ICR | PRO INT | . |  | INT 0159 | 5414823280580 | W-B | IP20 | LED Technology | 2700K | 90 | 32 | .
424 213 02 922 W-C | DOT.COM L2 ST 92732 W-C | 164.21 | . | DOTCOM | DOTCOM L ST | ICR | PRO INT | . |  | INT 0159 | 5414823280597 | W-C | IP20 | LED Technology | 2700K | 90 | 32 | .
424 213 02 922 W-MMAT | DOT.COM L2 ST 92732 W-MMAT | 155.03 | . | DOTCOM | DOTCOM L ST | ICR | PRO INT | . |  | INT 0159 | 5414823280603 | W-MMAT | IP20 | LED Technology | 2700K | 90 | 32 | .
424 213 02 923 B-B | DOT.COM L2 ST 92746 B-B | 150.44 | . | DOTCOM | DOTCOM L ST | ICR | PRO INT | . |  | INT 0159 | 5414823280610 | B-B | IP20 | LED Technology | 2700K | 90 | 46 | .
424 213 02 923 B-C | DOT.COM L2 ST 92746 B-C | 164.21 | . | DOTCOM | DOTCOM L ST | ICR | PRO INT | . |  | INT 0159 | 5414823280627 | B-C | IP20 | LED Technology | 2700K | 90 | 46 | .
424 213 02 923 B-MMAT | DOT.COM L2 ST 92746 B-MMAT | 155.03 | . | DOTCOM | DOTCOM L ST | ICR | PRO INT | . |  | INT 0159 | 5414823280634 | B-MMAT | IP20 | LED Technology | 2700K | 90 | 46 | .
424 213 02 923 W-B | DOT.COM L2 ST 92746 W-B | 150.44 | . | DOTCOM | DOTCOM L ST | ICR | PRO INT | . |  | INT 0159 | 5414823280641 | W-B | IP20 | LED Technology | 2700K | 90 | 46 | .
424 213 02 923 W-C | DOT.COM L2 ST 92746 W-C | 164.21 | . | DOTCOM | DOTCOM L ST | ICR | PRO INT | . |  | INT 0159 | 5414823280658 | W-C | IP20 | LED Technology | 2700K | 90 | 46 | .
424 213 02 923 W-MMAT | DOT.COM L2 ST 92746 W-MMAT | 155.03 | . | DOTCOM | DOTCOM L ST | ICR | PRO INT | . |  | INT 0159 | 5414823280665 | W-MMAT | IP20 | LED Technology | 2700K | 90 | 46 | .
424 213 02 931 B-B | DOT.COM L2 ST 93016 B-B | 150.44 | . | DOTCOM | DOTCOM L ST | ICR | PRO INT | . |  | INT 0159 | 5414823280672 | B-B | IP20 | LED Technology | 3000K | 90 | 16 | .
424 213 02 931 B-C | DOT.COM L2 ST 93016 B-C | 164.21 | . | DOTCOM | DOTCOM L ST | ICR | PRO INT | . |  | INT 0159 | 5414823280689 | B-C | IP20 | LED Technology | 3000K | 90 | 16 | .
424 213 02 931 B-MMAT | DOT.COM L2 ST 93016 B-MMAT | 155.03 | . | DOTCOM | DOTCOM L ST | ICR | PRO INT | . |  | INT 0159 | 5414823280696 | B-MMAT | IP20 | LED Technology | 3000K | 90 | 16 | .
424 213 02 931 W-B | DOT.COM L2 ST 93016 W-B | 150.44 | . | DOTCOM | DOTCOM L ST | ICR | PRO INT | . |  | INT 0159 | 5414823280702 | W-B | IP20 | LED Technology | 3000K | 90 | 16 | .
424 213 02 931 W-C | DOT.COM L2 ST 93016 W-C | 164.21 | . | DOTCOM | DOTCOM L ST | ICR | PRO INT | . |  | INT 0159 | 5414823280719 | W-C | IP20 | LED Technology | 3000K | 90 | 16 | .
424 213 02 931 W-MMAT | DOT.COM L2 ST 93016 W-MMAT | 155.03 | . | DOTCOM | DOTCOM L ST | ICR | PRO INT | . |  | INT 0159 | 5414823280726 | W-MMAT | IP20 | LED Technology | 3000K | 90 | 16 | .
424 213 02 932 B-B | DOT.COM L2 ST 93032 B-B | 150.44 | . | DOTCOM | DOTCOM L ST | ICR | PRO INT | . |  | INT 0159 | 5414823280733 | B-B | IP20 | LED Technology | 3000K | 90 | 32 | .
424 213 02 932 B-C | DOT.COM L2 ST 93032 B-C | 164.21 | . | DOTCOM | DOTCOM L ST | ICR | PRO INT | . |  | INT 0159 | 5414823280740 | B-C | IP20 | LED Technology | 3000K | 90 | 32 | .
424 213 02 932 B-MMAT | DOT.COM L2 ST 93032 B-MMAT | 155.03 | . | DOTCOM | DOTCOM L ST | ICR | PRO INT | . |  | INT 0159 | 5414823280757 | B-MMAT | IP20 | LED Technology | 3000K | 90 | 32 | .
424 213 02 932 W-B | DOT.COM L2 ST 93032 W-B | 150.44 | . | DOTCOM | DOTCOM L ST | ICR | PRO INT | . |  | INT 0159 | 5414823280764 | W-B | IP20 | LED Technology | 3000K | 90 | 32 | .
424 213 02 932 W-C | DOT.COM L2 ST 93032 W-C | 164.21 | . | DOTCOM | DOTCOM L ST | ICR | PRO INT | . |  | INT 0159 | 5414823280771 | W-C | IP20 | LED Technology | 3000K | 90 | 32 | .
424 213 02 932 W-MMAT | DOT.COM L2 ST 93032 W-MMAT | 155.03 | . | DOTCOM | DOTCOM L ST | ICR | PRO INT | . |  | INT 0159 | 5414823280788 | W-MMAT | IP20 | LED Technology | 3000K | 90 | 32 | .
424 213 02 933 B-B | DOT.COM L2 ST 93046 B-B | 150.44 | . | DOTCOM | DOTCOM L ST | ICR | PRO INT | . |  | INT 0159 | 5414823280795 | B-B | IP20 | LED Technology | 3000K | 90 | 46 | .
424 213 02 933 B-C | DOT.COM L2 ST 93046 B-C | 164.21 | . | DOTCOM | DOTCOM L ST | ICR | PRO INT | . |  | INT 0159 | 5414823280801 | B-C | IP20 | LED Technology | 3000K | 90 | 46 | .
424 213 02 933 B-MMAT | DOT.COM L2 ST 93046 B-MMAT | 155.03 | . | DOTCOM | DOTCOM L ST | ICR | PRO INT | . |  | INT 0159 | 5414823280818 | B-MMAT | IP20 | LED Technology | 3000K | 90 | 46 | .
424 213 02 933 W-B | DOT.COM L2 ST 93046 W-B | 150.44 | . | DOTCOM | DOTCOM L ST | ICR | PRO INT | . |  | INT 0159 | 5414823280825 | W-B | IP20 | LED Technology | 3000K | 90 | 46 | .
424 213 02 933 W-C | DOT.COM L2 ST 93046 W-C | 164.21 | . | DOTCOM | DOTCOM L ST | ICR | PRO INT | . |  | INT 0159 | 5414823280832 | W-C | IP20 | LED Technology | 3000K | 90 | 46 | .
424 213 02 933 W-MMAT | DOT.COM L2 ST 93046 W-MMAT | 155.03 | . | DOTCOM | DOTCOM L ST | ICR | PRO INT | . |  | INT 0159 | 5414823280849 | W-MMAT | IP20 | LED Technology | 3000K | 90 | 46 | .
424 213 04 921 B-B | DOT.COM L4 ST 92716 B-B | 209.07 | . | DOTCOM | DOTCOM L ST | ICR | PRO INT | . |  | INT 0159 | 5414823280856 | B-B | IP20 | LED Technology | 2700K | 90 | 16 | .
424 213 04 921 B-C | DOT.COM L4 ST 92716 B-C | 222.83 | . | DOTCOM | DOTCOM L ST | ICR | PRO INT | . |  | INT 0159 | 5414823280863 | B-C | IP20 | LED Technology | 2700K | 90 | 16 | .
424 213 04 921 B-MMAT | DOT.COM L4 ST 92716 B-MMAT | 213.66 | . | DOTCOM | DOTCOM L ST | ICR | PRO INT | . |  | INT 0159 | 5414823280870 | B-MMAT | IP20 | LED Technology | 2700K | 90 | 16 | .
424 213 04 921 W-B | DOT.COM L4 ST 92716 W-B | 209.07 | . | DOTCOM | DOTCOM L ST | ICR | PRO INT | . |  | INT 0159 | 5414823280887 | W-B | IP20 | LED Technology | 2700K | 90 | 16 | .
424 213 04 921 W-C | DOT.COM L4 ST 92716 W-C | 222.83 | . | DOTCOM | DOTCOM L ST | ICR | PRO INT | . |  | INT 0159 | 5414823280894 | W-C | IP20 | LED Technology | 2700K | 90 | 16 | .
424 213 04 921 W-MMAT | DOT.COM L4 ST 92716 W-MMAT | 213.66 | . | DOTCOM | DOTCOM L ST | ICR | PRO INT | . |  | INT 0159 | 5414823280900 | W-MMAT | IP20 | LED Technology | 2700K | 90 | 16 | .
424 213 04 922 B-B | DOT.COM L4 ST 92732 B-B | 209.07 | . | DOTCOM | DOTCOM L ST | ICR | PRO INT | . |  | INT 0159 | 5414823280917 | B-B | IP20 | LED Technology | 2700K | 90 | 32 | .
424 213 04 922 B-C | DOT.COM L4 ST 92732 B-C | 222.83 | . | DOTCOM | DOTCOM L ST | ICR | PRO INT | . |  | INT 0159 | 5414823280924 | B-C | IP20 | LED Technology | 2700K | 90 | 32 | .
424 213 04 922 B-MMAT | DOT.COM L4 ST 92732 B-MMAT | 213.66 | . | DOTCOM | DOTCOM L ST | ICR | PRO INT | . |  | INT 0159 | 5414823280931 | B-MMAT | IP20 | LED Technology | 2700K | 90 | 32 | .
424 213 04 922 W-B | DOT.COM L4 ST 92732 W-B | 209.07 | . | DOTCOM | DOTCOM L ST | ICR | PRO INT | . |  | INT 0159 | 5414823280948 | W-B | IP20 | LED Technology | 2700K | 90 | 32 | .
424 213 04 922 W-C | DOT.COM L4 ST 92732 W-C | 222.83 | . | DOTCOM | DOTCOM L ST | ICR | PRO INT | . |  | INT 0159 | 5414823280955 | W-C | IP20 | LED Technology | 2700K | 90 | 32 | .
424 213 04 922 W-MMAT | DOT.COM L4 ST 92732 W-MMAT | 213.66 | . | DOTCOM | DOTCOM L ST | ICR | PRO INT | . |  | INT 0159 | 5414823280962 | W-MMAT | IP20 | LED Technology | 2700K | 90 | 32 | .
424 213 04 923 B-B | DOT.COM L4 ST 92746 B-B | 209.07 | . | DOTCOM | DOTCOM L ST | ICR | PRO INT | . |  | INT 0159 | 5414823280979 | B-B | IP20 | LED Technology | 2700K | 90 | 46 | .
424 213 04 923 B-C | DOT.COM L4 ST 92746 B-C | 222.83 | . | DOTCOM | DOTCOM L ST | ICR | PRO INT | . |  | INT 0159 | 5414823280986 | B-C | IP20 | LED Technology | 2700K | 90 | 46 | .
424 213 04 923 B-MMAT | DOT.COM L4 ST 92746 B-MMAT | 213.66 | . | DOTCOM | DOTCOM L ST | ICR | PRO INT | . |  | INT 0159 | 5414823280993 | B-MMAT | IP20 | LED Technology | 2700K | 90 | 46 | .
424 213 04 923 W-B | DOT.COM L4 ST 92746 W-B | 209.07 | . | DOTCOM | DOTCOM L ST | ICR | PRO INT | . |  | INT 0159 | 5414823281006 | W-B | IP20 | LED Technology | 2700K | 90 | 46 | .
424 213 04 923 W-C | DOT.COM L4 ST 92746 W-C | 222.83 | . | DOTCOM | DOTCOM L ST | ICR | PRO INT | . |  | INT 0159 | 5414823281013 | W-C | IP20 | LED Technology | 2700K | 90 | 46 | .
424 213 04 923 W-MMAT | DOT.COM L4 ST 92746 W-MMAT | 213.66 | . | DOTCOM | DOTCOM L ST | ICR | PRO INT | . |  | INT 0159 | 5414823281020 | W-MMAT | IP20 | LED Technology | 2700K | 90 | 46 | .
424 213 04 931 B-B | DOT.COM L4 ST 93016 B-B | 209.07 | . | DOTCOM | DOTCOM L ST | ICR | PRO INT | . |  | INT 0159 | 5414823281037 | B-B | IP20 | LED Technology | 3000K | 90 | 16 | .
424 213 04 931 B-C | DOT.COM L4 ST 93016 B-C | 222.83 | . | DOTCOM | DOTCOM L ST | ICR | PRO INT | . |  | INT 0159 | 5414823281044 | B-C | IP20 | LED Technology | 3000K | 90 | 16 | .
424 213 04 931 B-MMAT | DOT.COM L4 ST 93016 B-MMAT | 213.66 | . | DOTCOM | DOTCOM L ST | ICR | PRO INT | . |  | INT 0159 | 5414823281051 | B-MMAT | IP20 | LED Technology | 3000K | 90 | 16 | .
424 213 04 931 W-B | DOT.COM L4 ST 93016 W-B | 209.07 | . | DOTCOM | DOTCOM L ST | ICR | PRO INT | . |  | INT 0159 | 5414823281068 | W-B | IP20 | LED Technology | 3000K | 90 | 16 | .
424 213 04 931 W-C | DOT.COM L4 ST 93016 W-C | 222.83 | . | DOTCOM | DOTCOM L ST | ICR | PRO INT | . |  | INT 0159 | 5414823281075 | W-C | IP20 | LED Technology | 3000K | 90 | 16 | .
424 213 04 931 W-MMAT | DOT.COM L4 ST 93016 W-MMAT | 213.66 | . | DOTCOM | DOTCOM L ST | ICR | PRO INT | . |  | INT 0159 | 5414823281082 | W-MMAT | IP20 | LED Technology | 3000K | 90 | 16 | .
424 213 04 932 B-B | DOT.COM L4 ST 93032 B-B | 209.07 | . | DOTCOM | DOTCOM L ST | ICR | PRO INT | . |  | INT 0159 | 5414823281099 | B-B | IP20 | LED Technology | 3000K | 90 | 32 | .
424 213 04 932 B-C | DOT.COM L4 ST 93032 B-C | 222.83 | . | DOTCOM | DOTCOM L ST | ICR | PRO INT | . |  | INT 0159 | 5414823281105 | B-C | IP20 | LED Technology | 3000K | 90 | 32 | .
424 213 04 932 B-MMAT | DOT.COM L4 ST 93032 B-MMAT | 213.66 | . | DOTCOM | DOTCOM L ST | ICR | PRO INT | . |  | INT 0159 | 5414823281112 | B-MMAT | IP20 | LED Technology | 3000K | 90 | 32 | .
424 213 04 932 W-B | DOT.COM L4 ST 93032 W-B | 209.07 | . | DOTCOM | DOTCOM L ST | ICR | PRO INT | . |  | INT 0159 | 5414823281129 | W-B | IP20 | LED Technology | 3000K | 90 | 32 | .
424 213 04 932 W-C | DOT.COM L4 ST 93032 W-C | 222.83 | . | DOTCOM | DOTCOM L ST | ICR | PRO INT | . |  | INT 0159 | 5414823281136 | W-C | IP20 | LED Technology | 3000K | 90 | 32 | .
424 213 04 932 W-MMAT | DOT.COM L4 ST 93032 W-MMAT | 213.66 | . | DOTCOM | DOTCOM L ST | ICR | PRO INT | . |  | INT 0159 | 5414823281143 | W-MMAT | IP20 | LED Technology | 3000K | 90 | 32 | .
424 213 04 933 B-B | DOT.COM L4 ST 93046 B-B | 209.07 | . | DOTCOM | DOTCOM L ST | ICR | PRO INT | . |  | INT 0159 | 5414823281150 | B-B | IP20 | LED Technology | 3000K | 90 | 46 | .
424 213 04 933 B-C | DOT.COM L4 ST 93046 B-C | 222.83 | . | DOTCOM | DOTCOM L ST | ICR | PRO INT | . |  | INT 0159 | 5414823281167 | B-C | IP20 | LED Technology | 3000K | 90 | 46 | .
424 213 04 933 B-MMAT | DOT.COM L4 ST 93046 B-MMAT | 213.66 | . | DOTCOM | DOTCOM L ST | ICR | PRO INT | . |  | INT 0159 | 5414823281174 | B-MMAT | IP20 | LED Technology | 3000K | 90 | 46 | .
424 213 04 933 W-B | DOT.COM L4 ST 93046 W-B | 209.07 | . | DOTCOM | DOTCOM L ST | ICR | PRO INT | . |  | INT 0159 | 5414823281181 | W-B | IP20 | LED Technology | 3000K | 90 | 46 | .
424 213 04 933 W-C | DOT.COM L4 ST 93046 W-C | 222.83 | . | DOTCOM | DOTCOM L ST | ICR | PRO INT | . |  | INT 0159 | 5414823281198 | W-C | IP20 | LED Technology | 3000K | 90 | 46 | .
424 213 04 933 W-MMAT | DOT.COM L4 ST 93046 W-MMAT | 213.66 | . | DOTCOM | DOTCOM L ST | ICR | PRO INT | . |  | INT 0159 | 5414823281204 | W-MMAT | IP20 | LED Technology | 3000K | 90 | 46 | .
424 222 04 921 B-B | DOT.COM M4 ST OK 92714 B-B | 225.81 | . | DOTCOM | DOTCOM M ST OK | ICR | PRO INT | . |  | INT 0157 | 5414823281211 | B-B | IP20 | LED Technology | 2700K | 90 | 14 | .
424 222 04 921 B-C | DOT.COM M4 ST OK 92714 B-C | 239.59 | . | DOTCOM | DOTCOM M ST OK | ICR | PRO INT | . |  | INT 0157 | 5414823281228 | B-C | IP20 | LED Technology | 2700K | 90 | 14 | .
424 222 04 921 B-MMAT | DOT.COM M4 ST OK 92714 B-MMAT | 225.81 | . | DOTCOM | DOTCOM M ST OK | ICR | PRO INT | . |  | INT 0157 | 5414823281235 | B-MMAT | IP20 | LED Technology | 2700K | 90 | 14 | .
424 222 04 921 W-B | DOT.COM M4 ST OK 92714 W-B | 225.81 | . | DOTCOM | DOTCOM M ST OK | ICR | PRO INT | . |  | INT 0157 | 5414823281242 | W-B | IP20 | LED Technology | 2700K | 90 | 14 | .
424 222 04 921 W-C | DOT.COM M4 ST OK 92714 W-C | 239.59 | . | DOTCOM | DOTCOM M ST OK | ICR | PRO INT | . |  | INT 0157 | 5414823281259 | W-C | IP20 | LED Technology | 2700K | 90 | 14 | .
424 222 04 921 W-MMAT | DOT.COM M4 ST OK 92714 W-MMAT | 225.81 | . | DOTCOM | DOTCOM M ST OK | ICR | PRO INT | . |  | INT 0157 | 5414823281266 | W-MMAT | IP20 | LED Technology | 2700K | 90 | 14 | .
424 222 04 922 B-B | DOT.COM M4 ST OK 92732 B-B | 225.81 | . | DOTCOM | DOTCOM M ST OK | ICR | PRO INT | . |  | INT 0157 | 5414823281273 | B-B | IP20 | LED Technology | 2700K | 90 | 32 | .
424 222 04 922 B-C | DOT.COM M4 ST OK 92732 B-C | 239.59 | . | DOTCOM | DOTCOM M ST OK | ICR | PRO INT | . |  | INT 0157 | 5414823281280 | B-C | IP20 | LED Technology | 2700K | 90 | 32 | .
424 222 04 922 B-MMAT | DOT.COM M4 ST OK 92732 B-MMAT | 225.81 | . | DOTCOM | DOTCOM M ST OK | ICR | PRO INT | . |  | INT 0157 | 5414823281297 | B-MMAT | IP20 | LED Technology | 2700K | 90 | 32 | .
424 222 04 922 W-B | DOT.COM M4 ST OK 92732 W-B | 225.81 | . | DOTCOM | DOTCOM M ST OK | ICR | PRO INT | . |  | INT 0157 | 5414823281303 | W-B | IP20 | LED Technology | 2700K | 90 | 32 | .
424 222 04 922 W-C | DOT.COM M4 ST OK 92732 W-C | 239.59 | . | DOTCOM | DOTCOM M ST OK | ICR | PRO INT | . |  | INT 0157 | 5414823281310 | W-C | IP20 | LED Technology | 2700K | 90 | 32 | .
424 222 04 922 W-MMAT | DOT.COM M4 ST OK 92732 W-MMAT | 225.81 | . | DOTCOM | DOTCOM M ST OK | ICR | PRO INT | . |  | INT 0157 | 5414823281327 | W-MMAT | IP20 | LED Technology | 2700K | 90 | 32 | .
424 222 04 923 B-B | DOT.COM M4 ST OK 92749 B-B | 225.81 | . | DOTCOM | DOTCOM M ST OK | ICR | PRO INT | . |  | INT 0157 | 5414823281334 | B-B | IP20 | LED Technology | 2700K | 90 | 49 | .
424 222 04 923 B-C | DOT.COM M4 ST OK 92749 B-C | 239.59 | . | DOTCOM | DOTCOM M ST OK | ICR | PRO INT | . |  | INT 0157 | 5414823281341 | B-C | IP20 | LED Technology | 2700K | 90 | 49 | .
424 222 04 923 B-MMAT | DOT.COM M4 ST OK 92749 B-MMAT | 225.81 | . | DOTCOM | DOTCOM M ST OK | ICR | PRO INT | . |  | INT 0157 | 5414823281358 | B-MMAT | IP20 | LED Technology | 2700K | 90 | 49 | .
424 222 04 923 W-B | DOT.COM M4 ST OK 92749 W-B | 225.81 | . | DOTCOM | DOTCOM M ST OK | ICR | PRO INT | . |  | INT 0157 | 5414823281365 | W-B | IP20 | LED Technology | 2700K | 90 | 49 | .
424 222 04 923 W-C | DOT.COM M4 ST OK 92749 W-C | 239.59 | . | DOTCOM | DOTCOM M ST OK | ICR | PRO INT | . |  | INT 0157 | 5414823281372 | W-C | IP20 | LED Technology | 2700K | 90 | 49 | .
424 222 04 923 W-MMAT | DOT.COM M4 ST OK 92749 W-MMAT | 225.81 | . | DOTCOM | DOTCOM M ST OK | ICR | PRO INT | . |  | INT 0157 | 5414823281389 | W-MMAT | IP20 | LED Technology | 2700K | 90 | 49 | .
424 222 04 931 B-B | DOT.COM M4 ST OK 93014 B-B | 225.81 | . | DOTCOM | DOTCOM M ST OK | ICR | PRO INT | . |  | INT 0157 | 5414823281396 | B-B | IP20 | LED Technology | 3000K | 90 | 14 | .
424 222 04 931 B-C | DOT.COM M4 ST OK 93014 B-C | 239.59 | . | DOTCOM | DOTCOM M ST OK | ICR | PRO INT | . |  | INT 0157 | 5414823281402 | B-C | IP20 | LED Technology | 3000K | 90 | 14 | .
424 222 04 931 B-MMAT | DOT.COM M4 ST OK 93014 B-MMAT | 225.81 | . | DOTCOM | DOTCOM M ST OK | ICR | PRO INT | . |  | INT 0157 | 5414823281419 | B-MMAT | IP20 | LED Technology | 3000K | 90 | 14 | .
424 222 04 931 W-B | DOT.COM M4 ST OK 93014 W-B | 225.81 | . | DOTCOM | DOTCOM M ST OK | ICR | PRO INT | . |  | INT 0157 | 5414823281426 | W-B | IP20 | LED Technology | 3000K | 90 | 14 | .
424 222 04 931 W-C | DOT.COM M4 ST OK 93014 W-C | 239.59 | . | DOTCOM | DOTCOM M ST OK | ICR | PRO INT | . |  | INT 0157 | 5414823281433 | W-C | IP20 | LED Technology | 3000K | 90 | 14 | .
424 222 04 931 W-MMAT | DOT.COM M4 ST OK 93014 W-MMAT | 225.81 | . | DOTCOM | DOTCOM M ST OK | ICR | PRO INT | . |  | INT 0157 | 5414823281440 | W-MMAT | IP20 | LED Technology | 3000K | 90 | 14 | .
424 222 04 932 B-B | DOT.COM M4 ST OK 93032 B-B | 225.81 | . | DOTCOM | DOTCOM M ST OK | ICR | PRO INT | . |  | INT 0157 | 5414823281457 | B-B | IP20 | LED Technology | 3000K | 90 | 32 | .
424 222 04 932 B-C | DOT.COM M4 ST OK 93032 B-C | 239.59 | . | DOTCOM | DOTCOM M ST OK | ICR | PRO INT | . |  | INT 0157 | 5414823281464 | B-C | IP20 | LED Technology | 3000K | 90 | 32 | .
424 222 04 932 B-MMAT | DOT.COM M4 ST OK 93032 B-MMAT | 225.81 | . | DOTCOM | DOTCOM M ST OK | ICR | PRO INT | . |  | INT 0157 | 5414823281471 | B-MMAT | IP20 | LED Technology | 3000K | 90 | 32 | .
424 222 04 932 W-B | DOT.COM M4 ST OK 93032 W-B | 225.81 | . | DOTCOM | DOTCOM M ST OK | ICR | PRO INT | . |  | INT 0157 | 5414823281488 | W-B | IP20 | LED Technology | 3000K | 90 | 32 | .
424 222 04 932 W-C | DOT.COM M4 ST OK 93032 W-C | 239.59 | . | DOTCOM | DOTCOM M ST OK | ICR | PRO INT | . |  | INT 0157 | 5414823281495 | W-C | IP20 | LED Technology | 3000K | 90 | 32 | .
424 222 04 932 W-MMAT | DOT.COM M4 ST OK 93032 W-MMAT | 225.81 | . | DOTCOM | DOTCOM M ST OK | ICR | PRO INT | . |  | INT 0157 | 5414823281501 | W-MMAT | IP20 | LED Technology | 3000K | 90 | 32 | .
424 222 04 933 B-B | DOT.COM M4 ST OK 93049 B-B | 225.81 | . | DOTCOM | DOTCOM M ST OK | ICR | PRO INT | . |  | INT 0157 | 5414823281518 | B-B | IP20 | LED Technology | 3000K | 90 | 49 | .
424 222 04 933 B-C | DOT.COM M4 ST OK 93049 B-C | 239.59 | . | DOTCOM | DOTCOM M ST OK | ICR | PRO INT | . |  | INT 0157 | 5414823281525 | B-C | IP20 | LED Technology | 3000K | 90 | 49 | .
424 222 04 933 B-MMAT | DOT.COM M4 ST OK 93049 B-MMAT | 225.81 | . | DOTCOM | DOTCOM M ST OK | ICR | PRO INT | . |  | INT 0157 | 5414823281532 | B-MMAT | IP20 | LED Technology | 3000K | 90 | 49 | .
424 222 04 933 W-B | DOT.COM M4 ST OK 93049 W-B | 225.81 | . | DOTCOM | DOTCOM M ST OK | ICR | PRO INT | . |  | INT 0157 | 5414823281549 | W-B | IP20 | LED Technology | 3000K | 90 | 49 | .
424 222 04 933 W-C | DOT.COM M4 ST OK 93049 W-C | 239.59 | . | DOTCOM | DOTCOM M ST OK | ICR | PRO INT | . |  | INT 0157 | 5414823281556 | W-C | IP20 | LED Technology | 3000K | 90 | 49 | .
424 222 04 933 W-MMAT | DOT.COM M4 ST OK 93049 W-MMAT | 225.81 | . | DOTCOM | DOTCOM M ST OK | ICR | PRO INT | . |  | INT 0157 | 5414823281563 | W-MMAT | IP20 | LED Technology | 3000K | 90 | 49 | .
424 512 04 921 B | DOT.COM M4 TRIMLESS 92714 B | 181.96 | . | DOTCOM | DOTCOM M TRIMLESS | ICR | PRO INT | . |  | INT 0157 | 5414823281662 | B | IP20 | LED Technology | 2700K | 90 | 14 | .
424 512 04 921 C | DOT.COM M4 TRIMLESS 92714 C | 191.15 | . | DOTCOM | DOTCOM M TRIMLESS | ICR | PRO INT | . |  | INT 0157 | 5414823281679 | C | IP20 | LED Technology | 2700K | 90 | 14 | .
424 512 04 921 MMAT | DOT.COM M4 TRIMLESS 92714 MMAT | 186.55 | . | DOTCOM | DOTCOM M TRIMLESS | ICR | PRO INT | . |  | INT 0157 | 5414823281686 | MMAT | IP20 | LED Technology | 2700K | 90 | 14 | .
424 512 04 922 B | DOT.COM M4 TRIMLESS 92732 B | 181.96 | . | DOTCOM | DOTCOM M TRIMLESS | ICR | PRO INT | . |  | INT 0157 | 5414823281693 | B | IP20 | LED Technology | 2700K | 90 | 32 | .
424 512 04 922 C | DOT.COM M4 TRIMLESS 92732 C | 191.15 | . | DOTCOM | DOTCOM M TRIMLESS | ICR | PRO INT | . |  | INT 0157 | 5414823281709 | C | IP20 | LED Technology | 2700K | 90 | 32 | .
424 512 04 922 MMAT | DOT.COM M4 TRIMLESS 92732 MMAT | 186.55 | . | DOTCOM | DOTCOM M TRIMLESS | ICR | PRO INT | . |  | INT 0157 | 5414823281716 | MMAT | IP20 | LED Technology | 2700K | 90 | 32 | .
424 512 04 923 B | DOT.COM M4 TRIMLESS 92749 B | 181.96 | . | DOTCOM | DOTCOM M TRIMLESS | ICR | PRO INT | . |  | INT 0157 | 5414823281723 | B | IP20 | LED Technology | 2700K | 90 | 49 | .
424 512 04 923 C | DOT.COM M4 TRIMLESS 92749 C | 191.15 | . | DOTCOM | DOTCOM M TRIMLESS | ICR | PRO INT | . |  | INT 0157 | 5414823281730 | C | IP20 | LED Technology | 2700K | 90 | 49 | .
424 512 04 923 MMAT | DOT.COM M4 TRIMLESS 92749 MMAT | 186.55 | . | DOTCOM | DOTCOM M TRIMLESS | ICR | PRO INT | . |  | INT 0157 | 5414823281747 | MMAT | IP20 | LED Technology | 2700K | 90 | 49 | .
424 512 04 931 B | DOT.COM M4 TRIMLESS 93014 B | 181.96 | . | DOTCOM | DOTCOM M TRIMLESS | ICR | PRO INT | . |  | INT 0157 | 5414823281754 | B | IP20 | LED Technology | 3000K | 90 | 14 | .
424 512 04 931 C | DOT.COM M4 TRIMLESS 93014 C | 191.15 | . | DOTCOM | DOTCOM M TRIMLESS | ICR | PRO INT | . |  | INT 0157 | 5414823281761 | C | IP20 | LED Technology | 3000K | 90 | 14 | .
424 512 04 931 MMAT | DOT.COM M4 TRIMLESS 93014 MMAT | 186.55 | . | DOTCOM | DOTCOM M TRIMLESS | ICR | PRO INT | . |  | INT 0157 | 5414823281778 | MMAT | IP20 | LED Technology | 3000K | 90 | 14 | .
424 512 04 932 B | DOT.COM M4 TRIMLESS 93032 B | 181.96 | . | DOTCOM | DOTCOM M TRIMLESS | ICR | PRO INT | . |  | INT 0157 | 5414823281785 | B | IP20 | LED Technology | 3000K | 90 | 32 | .
424 512 04 932 C | DOT.COM M4 TRIMLESS 93032 C | 191.15 | . | DOTCOM | DOTCOM M TRIMLESS | ICR | PRO INT | . |  | INT 0157 | 5414823281792 | C | IP20 | LED Technology | 3000K | 90 | 32 | .
424 512 04 932 MMAT | DOT.COM M4 TRIMLESS 93032 MMAT | 186.55 | . | DOTCOM | DOTCOM M TRIMLESS | ICR | PRO INT | . |  | INT 0157 | 5414823281808 | MMAT | IP20 | LED Technology | 3000K | 90 | 32 | .
424 512 04 933 B | DOT.COM M4 TRIMLESS 93049 B | 181.96 | . | DOTCOM | DOTCOM M TRIMLESS | ICR | PRO INT | . |  | INT 0157 | 5414823281815 | B | IP20 | LED Technology | 3000K | 90 | 49 | .
424 512 04 933 C | DOT.COM M4 TRIMLESS 93049 C | 191.15 | . | DOTCOM | DOTCOM M TRIMLESS | ICR | PRO INT | . |  | INT 0157 | 5414823281822 | C | IP20 | LED Technology | 3000K | 90 | 49 | .
424 512 04 933 MMAT | DOT.COM M4 TRIMLESS 93049 MMAT | 186.55 | . | DOTCOM | DOTCOM M TRIMLESS | ICR | PRO INT | . |  | INT 0157 | 5414823281839 | MMAT | IP20 | LED Technology | 3000K | 90 | 49 | .
424 211 03 922 B-B | DOT.COM S3 ST 92734 B-B | 137.96 | . | DOTCOM | DOTCOM S ST | ICR | PRO INT | . |  | INT 0155 | 5414823280337 | B-B | IP20 | LED Technology | 2700K | 90 | 34 | .
424 211 03 922 W-B | DOT.COM S3 ST 92734 W-B | 137.96 | . | DOTCOM | DOTCOM S ST | ICR | PRO INT | . |  | INT 0155 | 5414823280344 | W-B | IP20 | LED Technology | 2700K | 90 | 34 | .
424 211 03 923 B-B | DOT.COM S3 ST 92759 B-B | 137.96 | . | DOTCOM | DOTCOM S ST | ICR | PRO INT | . |  | INT 0155 | 5414823280351 | B-B | IP20 | LED Technology | 2700K | 90 | 59 | .
424 211 03 923 W-B | DOT.COM S3 ST 92759 W-B | 137.96 | . | DOTCOM | DOTCOM S ST | ICR | PRO INT | . |  | INT 0155 | 5414823280368 | W-B | IP20 | LED Technology | 2700K | 90 | 59 | .
424 211 03 932 B-B | DOT.COM S3 ST 93034 B-B | 137.96 | . | DOTCOM | DOTCOM S ST | ICR | PRO INT | . |  | INT 0155 | 5414823280375 | B-B | IP20 | LED Technology | 3000K | 90 | 34 | .
424 211 03 932 W-B | DOT.COM S3 ST 93034 W-B | 137.96 | . | DOTCOM | DOTCOM S ST | ICR | PRO INT | . |  | INT 0155 | 5414823280382 | W-B | IP20 | LED Technology | 3000K | 90 | 34 | .
424 211 03 933 B-B | DOT.COM S3 ST 93059 B-B | 137.96 | . | DOTCOM | DOTCOM S ST | ICR | PRO INT | . |  | INT 0155 | 5414823280399 | B-B | IP20 | LED Technology | 3000K | 90 | 59 | .
424 211 03 933 W-B | DOT.COM S3 ST 93059 W-B | 137.96 | . | DOTCOM | DOTCOM S ST | ICR | PRO INT | . |  | INT 0155 | 5414823280405 | W-B | IP20 | LED Technology | 3000K | 90 | 59 | .
424 211 06 922 B-B | DOT.COM S6 ST 92734 B-B | 183.68 | . | DOTCOM | DOTCOM S ST | ICR | PRO INT | . |  | INT 0155 | 5414823280412 | B-B | IP20 | LED Technology | 2700K | 90 | 34 | .
424 211 06 922 W-B | DOT.COM S6 ST 92734 W-B | 183.68 | . | DOTCOM | DOTCOM S ST | ICR | PRO INT | . |  | INT 0155 | 5414823280429 | W-B | IP20 | LED Technology | 2700K | 90 | 34 | .
424 211 06 923 B-B | DOT.COM S6 ST 92759 B-B | 183.68 | . | DOTCOM | DOTCOM S ST | ICR | PRO INT | . |  | INT 0155 | 5414823280436 | B-B | IP20 | LED Technology | 2700K | 90 | 59 | .
424 211 06 923 W-B | DOT.COM S6 ST 92759 W-B | 183.68 | . | DOTCOM | DOTCOM S ST | ICR | PRO INT | . |  | INT 0155 | 5414823280443 | W-B | IP20 | LED Technology | 2700K | 90 | 59 | .
424 211 06 932 B-B | DOT.COM S6 ST 93034 B-B | 183.68 | . | DOTCOM | DOTCOM S ST | ICR | PRO INT | . |  | INT 0155 | 5414823280450 | B-B | IP20 | LED Technology | 3000K | 90 | 34 | .
424 211 06 932 W-B | DOT.COM S6 ST 93034 W-B | 183.68 | . | DOTCOM | DOTCOM S ST | ICR | PRO INT | . |  | INT 0155 | 5414823280467 | W-B | IP20 | LED Technology | 3000K | 90 | 34 | .
424 211 06 933 B-B | DOT.COM S6 ST 93059 B-B | 183.68 | . | DOTCOM | DOTCOM S ST | ICR | PRO INT | . |  | INT 0155 | 5414823280474 | B-B | IP20 | LED Technology | 3000K | 90 | 59 | .
424 211 06 933 W-B | DOT.COM S6 ST 93059 W-B | 183.68 | . | DOTCOM | DOTCOM S ST | ICR | PRO INT | . |  | INT 0155 | 5414823280481 | W-B | IP20 | LED Technology | 3000K | 90 | 59 | .
16313 9200 B | DOT.COM ON WALLWASH 06 HO 927 B | 281.42 | . | DOTCOM | DOTCOM WALLWASH ON | ICS | PRO INT | Æ |  | INT 0285 | 5414823312694 | B | IP43/20 | LED Technology | 2700K | 90 | . | .
16313 9200 W | DOT.COM ON WALLWASH 06 HO 927 W | 281.42 | . | DOTCOM | DOTCOM WALLWASH ON | ICS | PRO INT | Æ |  | INT 0285 | 5414823322822 | W | IP43/20 | LED Technology | 2700K | 90 | . | .
16313 9300 B | DOT.COM ON WALLWASH 06 HO 930 B | 281.42 | . | DOTCOM | DOTCOM WALLWASH ON | ICS | PRO INT | Æ |  | INT 0285 | 5414823322839 | B | IP43/20 | LED Technology | 3000K | 90 | . | .
16313 9300 W | DOT.COM ON WALLWASH 06 HO 930 W | 281.42 | . | DOTCOM | DOTCOM WALLWASH ON | ICS | PRO INT | Æ |  | INT 0285 | 5414823322846 | W | IP43/20 | LED Technology | 3000K | 90 | . | .
16314 9200 B | DOT.COM ON WALLWASH 08 HO 927 B | 317.22 | . | DOTCOM | DOTCOM WALLWASH ON | ICS | PRO INT | Æ |  | INT 0285 | 5414823312700 | B | IP43/20 | LED Technology | 2700K | 90 | . | .
16314 9200 W | DOT.COM ON WALLWASH 08 HO 927 W | 317.22 | . | DOTCOM | DOTCOM WALLWASH ON | ICS | PRO INT | Æ |  | INT 0285 | 5414823322853 | W | IP43/20 | LED Technology | 2700K | 90 | . | .
16314 9300 B | DOT.COM ON WALLWASH 08 HO 930 B | 317.22 | . | DOTCOM | DOTCOM WALLWASH ON | ICS | PRO INT | Æ |  | INT 0285 | 5414823322860 | B | IP43/20 | LED Technology | 3000K | 90 | . | .
16314 9300 W | DOT.COM ON WALLWASH 08 HO 930 W | 317.22 | . | DOTCOM | DOTCOM WALLWASH ON | ICS | PRO INT | Æ |  | INT 0285 | 5414823322877 | W | IP43/20 | LED Technology | 3000K | 90 | . | .
16315 9200 B | DOT.COM ON WALLWASH 12 HO 927 B | 367.32 | . | DOTCOM | DOTCOM WALLWASH ON | ICS | PRO INT | Æ |  | INT 0285 | 5414823312717 | B | IP43/20 | LED Technology | 2700K | 90 | . | .
16315 9200 W | DOT.COM ON WALLWASH 12 HO 927 W | 367.32 | . | DOTCOM | DOTCOM WALLWASH ON | ICS | PRO INT | Æ |  | INT 0285 | 5414823322884 | W | IP43/20 | LED Technology | 2700K | 90 | . | .
16315 9300 B | DOT.COM ON WALLWASH 12 HO 930 B | 367.32 | . | DOTCOM | DOTCOM WALLWASH ON | ICS | PRO INT | Æ |  | INT 0285 | 5414823322891 | B | IP43/20 | LED Technology | 3000K | 90 | . | .
16315 9300 W | DOT.COM ON WALLWASH 12 HO 930 W | 367.32 | . | DOTCOM | DOTCOM WALLWASH ON | ICS | PRO INT | Æ |  | INT 0285 | 5414823322907 | W | IP43/20 | LED Technology | 3000K | 90 | . | .
424 242 02 92 W-B | DOT.COM L WALLWASH 02 ST 927 HO W-B | 336.99 | . | DOTCOM | DOTCOM WALLWASH ST | ICR | PRO INT | . |  | INT 0161 | 5414823281570 | W-B | IP43/20-20/20 | LED Technology | 2700K | 90 | . | .
424 242 02 93 W-B | DOT.COM L WALLWASH 02 ST 930 HO W-B | 336.99 | . | DOTCOM | DOTCOM WALLWASH ST | ICR | PRO INT | . |  | INT 0161 | 5414823281587 | W-B | IP43/20-20/20 | LED Technology | 3000K | 90 | . | .
11522 9200 W-B | DOT.COM L WALLWASH 06 ST 927 HO W-B | 413.84 | . | DOTCOM | DOTCOM WALLWASH ST | ICR | PRO INT | . |  | INT 0161 | 5414823297687 | W-B | IP43/20-20/20 | LED Technology | 2700K | 90 | . | 424 242 06 92 W-B
11522 9300 W-B | DOT.COM L WALLWASH 06 ST 930 HO W-B | 413.84 | . | DOTCOM | DOTCOM WALLWASH ST | ICR | PRO INT | . |  | INT 0161 | 5414823297694 | W-B | IP43/20-20/20 | LED Technology | 3000K | 90 | . | 424 242 06 93 W-B
11523 9200 W-B | DOT.COM L WALLWASH 08 ST 927 HO W-B | 484.35 | . | DOTCOM | DOTCOM WALLWASH ST | ICR | PRO INT | . |  | INT 0161 | 5414823297700 | W-B | IP43/20-20/20 | LED Technology | 2700K | 90 | . | 424 242 08 92 W-B
11523 9300 W-B | DOT.COM L WALLWASH 08 ST 930 HO W-B | 484.35 | . | DOTCOM | DOTCOM WALLWASH ST | ICR | PRO INT | . |  | INT 0161 | 5414823297717 | W-B | IP43/20-20/20 | LED Technology | 3000K | 90 | . | 424 242 08 93 W-B
11524 9200 W-B | DOT.COM L WALLWASH 12 ST 927 HO W-B | 555.85 | . | DOTCOM | DOTCOM WALLWASH ST | ICR | PRO INT | . |  | INT 0161 | 5414823297724 | W-B | IP43/20-20/20 | LED Technology | 2700K | 90 | . | 424 242 12 92 W-B
11524 9300 W-B | DOT.COM L WALLWASH 12 ST 930 HO W-B | 555.85 | . | DOTCOM | DOTCOM WALLWASH ST | ICR | PRO INT | . |  | INT 0161 | 5414823296864 | W-B | IP43/20-20/20 | LED Technology | 3000K | 90 | . | 424 242 12 93 W-B
232 03 09 N | DOX 100 DOWN-UP LED N | 477.95 | . | DOX | DOX | EWS | COM EXT | . |  | EXT 0991 | 5414823179471 | N | IP65 | LED Technology | 3000K | 80 | 35 | .
232 02 09 N | DOX 100 LED N | 327.5 | . | DOX | DOX | EWS | COM EXT | . |  | EXT 0991 | 5414823179464 | N | IP65 | LED Technology | 3000K | 80 | 35 | .
232 01 09 N | DOX 100 S LED N | 319.62 | . | DOX | DOX | ECS | COM EXT | . |  | EXT 0905 | 5414823179457 | N | IP65 | LED Technology | 3000K | 80 | 35 | .
223 34 83 A | ELBO ASYMMETRIC P 40 WW A | 547.86 | . | ELBO | ELBO P | EFS | PRO EXT | . |  | EXT 1053 | 5414823275524 | A | IP55 | LED Technology | 3000K | 80 | . | .
223 34 83 B | ELBO ASYMMETRIC P 40 WW B | 547.86 | . | ELBO | ELBO P | EFS | PRO EXT | . |  | EXT 1053 | 5414823275531 | B | IP55 | LED Technology | 3000K | 80 | . | .
223 36 83 A | ELBO ASYMMETRIC P 60 WW A | 573.63 | . | ELBO | ELBO P | EFS | PRO EXT | . |  | EXT 1053 | 5414823275548 | A | IP55 | LED Technology | 3000K | 80 | . | .
223 36 83 B | ELBO ASYMMETRIC P 60 WW B | 573.63 | . | ELBO | ELBO P | EFS | PRO EXT | . |  | EXT 1053 | 5414823275555 | B | IP55 | LED Technology | 3000K | 80 | . | .
223 44 83 A | ELBO SBL P 40 WW A | 530.64 | . | ELBO | ELBO P | EFS | PRO EXT | . |  | EXT 1053 | 5414823275562 | A | IP55 | LED Technology | 3000K | 80 | . | .
223 44 83 B | ELBO SBL P 40 WW B | 530.64 | . | ELBO | ELBO P | EFS | PRO EXT | . |  | EXT 1053 | 5414823275579 | B | IP55 | LED Technology | 3000K | 80 | . | .
223 46 83 A | ELBO SBL P 60 WW A | 578.8 | . | ELBO | ELBO P | EFS | PRO EXT | . |  | EXT 1053 | 5414823275586 | A | IP55 | LED Technology | 3000K | 80 | . | .
223 46 83 B | ELBO SBL P 60 WW B | 578.8 | . | ELBO | ELBO P | EFS | PRO EXT | . |  | EXT 1053 | 5414823275593 | B | IP55 | LED Technology | 3000K | 80 | . | .
223 24 83 A | ELBO SYMMETRIC P 40 WW A | 547.86 | . | ELBO | ELBO P | EFS | PRO EXT | . |  | EXT 1053 | 5414823275487 | A | IP55 | LED Technology | 3000K | 80 | . | .
223 24 83 B | ELBO SYMMETRIC P 40 WW B | 547.86 | . | ELBO | ELBO P | EFS | PRO EXT | . |  | EXT 1053 | 5414823275494 | B | IP55 | LED Technology | 3000K | 80 | . | .
223 26 83 A | ELBO SYMMETRIC P 60 WW A | 573.63 | . | ELBO | ELBO P | EFS | PRO EXT | . |  | EXT 1053 | 5414823275500 | A | IP55 | LED Technology | 3000K | 80 | . | .
223 26 83 B | ELBO SYMMETRIC P 60 WW B | 573.63 | . | ELBO | ELBO P | EFS | PRO EXT | . |  | EXT 1053 | 5414823275517 | B | IP55 | LED Technology | 3000K | 80 | . | .
223 122 83 A | ELBO BRIDGE P 20 WW A | 644.71 | . | ELBO | ELBO P BRIDGE | EFS | PRO EXT | . |  | EXT 1055 | 5414823275449 | A | IP55 | LED Technology | 3000K | 80 | . | .
223 122 83 B | ELBO BRIDGE P 20 WW B | 644.71 | . | ELBO | ELBO P BRIDGE | EFS | PRO EXT | . |  | EXT 1055 | 5414823275456 | B | IP55 | LED Technology | 3000K | 80 | . | .
223 126 83 A | ELBO BRIDGE P 60 WW A | 694.33 | . | ELBO | ELBO P BRIDGE | EFS | PRO EXT | . |  | EXT 1055 | 5414823275463 | A | IP55 | LED Technology | 3000K | 80 | . | .
223 126 83 B | ELBO BRIDGE P 60 WW B | 694.33 | . | ELBO | ELBO P BRIDGE | EFS | PRO EXT | . |  | EXT 1055 | 5414823275470 | B | IP55 | LED Technology | 3000K | 80 | . | .
278 73 812 920 ED8 B-W | FIFTY-5 927 DIM8 B-W | 696.02 | . | FIFTY | FIFTY-5 | IWS | PRO INT | . |  | INT 0543 | 5414823244667 | B-W | IP20 | LED Technology | 2700K | 90 | . | .
278 73 812 920 ED8 W-W | FIFTY-5 927 DIM8 W-W | 696.02 | . | FIFTY | FIFTY-5 | IWS | PRO INT | . |  | INT 0543 | 5414823244674 | W-W | IP20 | LED Technology | 2700K | 90 | . | .
278 73 812 930 ED8 B-W | FIFTY-5 930 DIM8 B-W | 696.02 | . | FIFTY | FIFTY-5 | IWS | PRO INT | . |  | INT 0543 | 5414823232305 | B-W | IP20 | LED Technology | 3000K | 90 | . | .
278 73 812 930 ED8 W-W | FIFTY-5 930 DIM8 W-W | 696.02 | . | FIFTY | FIFTY-5 | IWS | PRO INT | . |  | INT 0543 | 5414823244681 | W-W | IP20 | LED Technology | 3000K | 90 | . | .
24910 9900 | FINTO - CONNECTOR 48V-180° | 70.96 | . | FINTO | FINTO | ICS | PRO INT | Æ |  | INT 0371 | 5414823321689 | . | IP20 | . | . | . | . | .
24910 9910 | FINTO - SUPPLY 48V | 66.22 | . | FINTO | FINTO | ICS | PRO INT | Æ |  | INT 0371 | 5414823321696 | . | IP20 | . | . | . | . | .
24910 1500 B | FINTO 150 MDL B | 197.27 | . | FINTO | FINTO | ICS | PRO INT | Æ |  | INT 0371 | 5414823321665 | B | IP20 | . | . | . | . | .
24910 2200 B | FINTO 220 MDL B | 259.64 | . | FINTO | FINTO | ICS | PRO INT | Æ |  | INT 0371 | 5414823321672 | B | IP20 | . | . | . | . | .
24910 0900 B | FINTO 90 MDL B | 149.47 | . | FINTO | FINTO | ICS | PRO INT | Æ |  | INT 0371 | 5414823321658 | B | IP20 | . | . | . | . | .
24915 9210 BBR | FINTO - HEDRA 391 C 92724 BBR | 508.65 | . | FINTO | FINTO HEDRA | ICS | PRO INT | Æ |  | INT 0372 | 5414823321900 | BBR | IP20 | LED Technology | 2700K | 90 | 24 | .
24915 9210 GC | FINTO - HEDRA 391 C 92724 GC | 400.52 | . | FINTO | FINTO HEDRA | ICS | PRO INT | Æ |  | INT 0372 | 5414823321917 | GC | IP20 | LED Technology | 2700K | 90 | 24 | .
24915 9210 W | FINTO - HEDRA 391 C 92724 W | 389.33 | . | FINTO | FINTO HEDRA | ICS | PRO INT | Æ |  | INT 0372 | 5414823321924 | W | IP20 | LED Technology | 2700K | 90 | 24 | .
24915 9310 BBR | FINTO - HEDRA 391 C 93024 BBR | 508.65 | . | FINTO | FINTO HEDRA | ICS | PRO INT | Æ |  | INT 0372 | 5414823321931 | BBR | IP20 | LED Technology | 3000K | 90 | 24 | .
24915 9310 GC | FINTO - HEDRA 391 C 93024 GC | 400.52 | . | FINTO | FINTO HEDRA | ICS | PRO INT | Æ |  | INT 0372 | 5414823321948 | GC | IP20 | LED Technology | 3000K | 90 | 24 | .
24915 9310 W | FINTO - HEDRA 391 C 93024 W | 389.33 | . | FINTO | FINTO HEDRA | ICS | PRO INT | Æ |  | INT 0372 | 5414823321955 | W | IP20 | LED Technology | 3000K | 90 | 24 | .
24914 9220 BBR | FINTO - HEDRA 92733 MDL BBR | 558.43 | . | FINTO | FINTO HEDRA | ICS | PRO INT | Æ |  | INT 0372 | 5414823321863 | BBR | IP20 | LED Technology | 2700K | 90 | 33 | .
24914 9220 GC | FINTO - HEDRA 92733 MDL GC | 472.68 | . | FINTO | FINTO HEDRA | ICS | PRO INT | Æ |  | INT 0372 | 5414823321870 | GC | IP20 | LED Technology | 2700K | 90 | 33 | .
24914 9320 BBR | FINTO - HEDRA 93033 MDL BBR | 558.43 | . | FINTO | FINTO HEDRA | ICS | PRO INT | Æ |  | INT 0372 | 5414823321887 | BBR | IP20 | LED Technology | 3000K | 90 | 33 | .
24914 9320 GC | FINTO - HEDRA 93033 MDL GC | 472.68 | . | FINTO | FINTO HEDRA | ICS | PRO INT | Æ |  | INT 0372 | 5414823321894 | GC | IP20 | LED Technology | 3000K | 90 | 33 | .
24919 9230 | FINTO - MILES C1 AMBER 92750 MDL | 690.66 | . | FINTO | FINTO MILES | ICS | PRO INT | Æ |  | INT 0373 | 5414823321993 | . | IP20 | LED Technology | 2700K | 90 | 50 | .
24918 9230 | FINTO - MILES C1 MIST 92750 MDL | 668.63 | . | FINTO | FINTO MILES | ICS | PRO INT | Æ |  | INT 0373 | 5414823321986 | . | IP20 | LED Technology | 2700K | 90 | 50 | .
24916 9230 | FINTO - MILES C1 PINK 92750 MDL | 690.66 | . | FINTO | FINTO MILES | ICS | PRO INT | Æ |  | INT 0373 | 5414823321962 | . | IP20 | LED Technology | 2700K | 90 | 50 | .
24917 9230 | FINTO - MILES C1 SMOKE 92750 MDL | 690.66 | . | FINTO | FINTO MILES | ICS | PRO INT | Æ |  | INT 0373 | 5414823321979 | . | IP20 | LED Technology | 2700K | 90 | 50 | .
24923 9230 | FINTO - MILES C2 AMBER 92750 MDL | 718.65 | . | FINTO | FINTO MILES | ICS | PRO INT | Æ |  | INT 0373 | 5414823322037 | . | IP20 | LED Technology | 2700K | 90 | 50 | .
24922 9230 | FINTO - MILES C2 MIST 92750 MDL | 694.06 | . | FINTO | FINTO MILES | ICS | PRO INT | Æ |  | INT 0373 | 5414823322020 | . | IP20 | LED Technology | 2700K | 90 | 50 | .
24920 9230 | FINTO - MILES C2 PINK 92750 MDL | 718.65 | . | FINTO | FINTO MILES | ICS | PRO INT | Æ |  | INT 0373 | 5414823322006 | . | IP20 | LED Technology | 2700K | 90 | 50 | .
24921 9230 | FINTO - MILES C2 SMOKE 92750 MDL | 718.65 | . | FINTO | FINTO MILES | ICS | PRO INT | Æ |  | INT 0373 | 5414823322013 | . | IP20 | LED Technology | 2700K | 90 | 50 | .
24927 9230 | FINTO - MILES C3 AMBER 92750 MDL | 619.44 | . | FINTO | FINTO MILES | ICS | PRO INT | Æ |  | INT 0373 | 5414823322075 | . | IP20 | LED Technology | 2700K | 90 | 50 | .
24926 9230 | FINTO - MILES C3 MIST 92750 MDL | 603.33 | . | FINTO | FINTO MILES | ICS | PRO INT | Æ |  | INT 0373 | 5414823322068 | . | IP20 | LED Technology | 2700K | 90 | 50 | .
24924 9230 | FINTO - MILES C3 PINK 92750 MDL | 619.44 | . | FINTO | FINTO MILES | ICS | PRO INT | Æ |  | INT 0373 | 5414823322044 | . | IP20 | LED Technology | 2700K | 90 | 50 | .
24925 9230 | FINTO - MILES C3 SMOKE 92750 MDL | 619.44 | . | FINTO | FINTO MILES | ICS | PRO INT | Æ |  | INT 0373 | 5414823322051 | . | IP20 | LED Technology | 2700K | 90 | 50 | .
24931 9230 | FINTO - MILES C4 AMBER 92750 MDL | 565.18 | . | FINTO | FINTO MILES | ICS | PRO INT | Æ |  | INT 0373 | 5414823322112 | . | IP20 | LED Technology | 2700K | 90 | 50 | .
24930 9230 | FINTO - MILES C4 MIST 92750 MDL | 556.28 | . | FINTO | FINTO MILES | ICS | PRO INT | Æ |  | INT 0373 | 5414823322105 | . | IP20 | LED Technology | 2700K | 90 | 50 | .
24928 9230 | FINTO - MILES C4 PINK 92750 MDL | 565.18 | . | FINTO | FINTO MILES | ICS | PRO INT | Æ |  | INT 0373 | 5414823322082 | . | IP20 | LED Technology | 2700K | 90 | 50 | .
24929 9230 | FINTO - MILES C4 SMOKE 92750 MDL | 565.18 | . | FINTO | FINTO MILES | ICS | PRO INT | Æ |  | INT 0373 | 5414823322099 | . | IP20 | LED Technology | 2700K | 90 | 50 | .
24912 9210 B | FINTO - MICROSPY 271 92724 MDL B | 278.85 | . | FINTO | FINTO SPY | ICS | PRO INT | Æ |  | INT 0372 | 5414823321788 | B | IP20 | LED Technology | 2700K | 90 | 24 | .
24912 9210 W | FINTO - MICROSPY 271 92724 MDL W | 278.85 | . | FINTO | FINTO SPY | ICS | PRO INT | Æ |  | INT 0372 | 5414823321795 | W | IP20 | LED Technology | 2700K | 90 | 24 | .
24912 9310 B | FINTO - MICROSPY 271 93024 MDL B | 278.85 | . | FINTO | FINTO SPY | ICS | PRO INT | Æ |  | INT 0372 | 5414823321801 | B | IP20 | LED Technology | 3000K | 90 | 24 | .
24912 9310 W | FINTO - MICROSPY 271 93024 MDL W | 278.85 | . | FINTO | FINTO SPY | ICS | PRO INT | Æ |  | INT 0372 | 5414823321818 | W | IP20 | LED Technology | 3000K | 90 | 24 | .
24913 9230 B | FINTO - MIDISPY 92740 MDL B | 299.04 | . | FINTO | FINTO SPY | ICS | PRO INT | Æ |  | INT 0372 | 5414823321825 | B | IP20 | LED Technology | 2700K | 90 | 40 | .
24913 9230 W | FINTO - MIDISPY 92740 MDL W | 299.04 | . | FINTO | FINTO SPY | ICS | PRO INT | Æ |  | INT 0372 | 5414823321832 | W | IP20 | LED Technology | 2700K | 90 | 40 | .
24913 9330 B | FINTO - MIDISPY 93040 MDL B | 299.04 | . | FINTO | FINTO SPY | ICS | PRO INT | Æ |  | INT 0372 | 5414823321849 | B | IP20 | LED Technology | 3000K | 90 | 40 | .
24913 9330 W | FINTO - MIDISPY 93040 MDL W | 299.04 | . | FINTO | FINTO SPY | ICS | PRO INT | Æ |  | INT 0372 | 5414823321856 | W | IP20 | LED Technology | 3000K | 90 | 40 | .
24911 9220 B-C | FINTO - TWEETER M 92733 MDL B-C | 336.6 | . | FINTO | FINTO TWEETER | ICS | PRO INT | Æ |  | INT 0372 | 5414823321702 | B-C | IP20 | LED Technology | 2700K | 90 | 33 | .
24911 9220 W-W | FINTO - TWEETER M 92733 MDL W-W | 323.86 | . | FINTO | FINTO TWEETER | ICS | PRO INT | Æ |  | INT 0372 | 5414823321719 | W-W | IP20 | LED Technology | 2700K | 90 | 33 | .
24911 9230 B-C | FINTO - TWEETER M 92750 MDL B-C | 336.6 | . | FINTO | FINTO TWEETER | ICS | PRO INT | Æ |  | INT 0372 | 5414823321726 | B-C | IP20 | LED Technology | 2700K | 90 | 50 | .
24911 9230 W-W | FINTO - TWEETER M 92750 MDL W-W | 323.86 | . | FINTO | FINTO TWEETER | ICS | PRO INT | Æ |  | INT 0372 | 5414823321733 | W-W | IP20 | LED Technology | 2700K | 90 | 50 | .
24911 9320 B-C | FINTO - TWEETER M 93033 MDL B-C | 336.6 | . | FINTO | FINTO TWEETER | ICS | PRO INT | Æ |  | INT 0372 | 5414823321740 | B-C | IP20 | LED Technology | 3000K | 90 | 33 | .
24911 9320 W-W | FINTO - TWEETER M 93033 MDL W-W | 323.86 | . | FINTO | FINTO TWEETER | ICS | PRO INT | Æ |  | INT 0372 | 5414823321757 | W-W | IP20 | LED Technology | 3000K | 90 | 33 | .
24911 9330 B-C | FINTO - TWEETER M 93050 MDL B-C | 336.6 | . | FINTO | FINTO TWEETER | ICS | PRO INT | Æ |  | INT 0372 | 5414823321764 | B-C | IP20 | LED Technology | 3000K | 90 | 50 | .
24911 9330 W-W | FINTO - TWEETER M 93050 MDL W-W | 323.86 | . | FINTO | FINTO TWEETER | ICS | PRO INT | Æ |  | INT 0372 | 5414823321771 | W-W | IP20 | LED Technology | 3000K | 90 | 50 | .
278 71 12 L W | FORTY-5 L W | 345.38 | . | FORTY | FORTY-5 | IWS | PRO INT | . |  | INT 0543 | 5414823164835 | W | IP20 | LED Technology | 3000K | 80 | . | .
278 71 12 R W | FORTY-5 R W | 345.38 | . | FORTY | FORTY-5 | IWS | PRO INT | . |  | INT 0543 | 5414823164842 | W | IP20 | LED Technology | 3000K | 80 | . | .
23612 9310 B | FRAGMA 2X2 93014 ADM B | 510 | . | FRAGMA | FRAGMA 2x2 ADM | IT | PRO INT | Æ |  | INT 0601 | 5414823323157 | B | IP20 | LED Technology | 3000K | 90 | 14 | .
23612 9311 B | FRAGMA 2X2 93014 ADM DIM1 B | 532.52 | . | FRAGMA | FRAGMA 2x2 ADM | IT | PRO INT | Æ |  | INT 0601 | 5414823319167 | B | IP20 | LED Technology | 3000K | 90 | 14 | .
23612 9311 W | FRAGMA 2X2 93014 ADM DIM1 W | 532.52 | . | FRAGMA | FRAGMA 2x2 ADM | IT | PRO INT | Æ |  | INT 0601 | 5414823319174 | W | IP20 | LED Technology | 3000K | 90 | 14 | .
23612 931P B | FRAGMA 2X2 93014 ADM DIM1P B | 617.82 | . | FRAGMA | FRAGMA 2x2 ADM | IT | PRO INT | Æ |  | INT 0601 | 5414823319204 | B | IP20 | LED Technology | 3000K | 90 | 14 | .
23612 931P W | FRAGMA 2X2 93014 ADM DIM1P W | 617.82 | . | FRAGMA | FRAGMA 2x2 ADM | IT | PRO INT | Æ |  | INT 0601 | 5414823319211 | W | IP20 | LED Technology | 3000K | 90 | 14 | .
23612 9315 B | FRAGMA 2X2 93014 ADM DIM5 B | 553.24 | . | FRAGMA | FRAGMA 2x2 ADM | IT | PRO INT | Æ |  | INT 0601 | 5414823319181 | B | IP20 | LED Technology | 3000K | 90 | 14 | .
23612 9315 W | FRAGMA 2X2 93014 ADM DIM5 W | 553.24 | . | FRAGMA | FRAGMA 2x2 ADM | IT | PRO INT | Æ |  | INT 0601 | 5414823319198 | W | IP20 | LED Technology | 3000K | 90 | 14 | .
23612 9310 W | FRAGMA 2X2 93014 ADM W | 510 | . | FRAGMA | FRAGMA 2x2 ADM | IT | PRO INT | Æ |  | INT 0601 | 5414823323164 | W | IP20 | LED Technology | 3000K | 90 | 14 | .
23612 931W B | FRAGMA 2X2 93014 ADM WD B | 617.48 | . | FRAGMA | FRAGMA 2x2 ADM | IT | PRO INT | Æ |  | INT 0601 | 5414823313035 | B | IP20 | LED Technology | 3000K | 90 | 14 | .
23612 931W W | FRAGMA 2X2 93014 ADM WD W | 617.48 | . | FRAGMA | FRAGMA 2x2 ADM | IT | PRO INT | Æ |  | INT 0601 | 5414823319228 | W | IP20 | LED Technology | 3000K | 90 | 14 | .
23612 9410 B | FRAGMA 2X2 94014 ADM B | 510 | . | FRAGMA | FRAGMA 2x2 ADM | IT | PRO INT | Æ |  | INT 0601 | 5414823323171 | B | IP20 | LED Technology | 4000K | 90 | 14 | .
23612 9411 B | FRAGMA 2X2 94014 ADM DIM1 B | 532.52 | . | FRAGMA | FRAGMA 2x2 ADM | IT | PRO INT | Æ |  | INT 0601 | 5414823319235 | B | IP20 | LED Technology | 4000K | 90 | 14 | .
23612 9411 W | FRAGMA 2X2 94014 ADM DIM1 W | 532.52 | . | FRAGMA | FRAGMA 2x2 ADM | IT | PRO INT | Æ |  | INT 0601 | 5414823319242 | W | IP20 | LED Technology | 4000K | 90 | 14 | .
23612 941P B | FRAGMA 2X2 94014 ADM DIM1P B | 617.82 | . | FRAGMA | FRAGMA 2x2 ADM | IT | PRO INT | Æ |  | INT 0601 | 5414823319273 | B | IP20 | LED Technology | 4000K | 90 | 14 | .
23612 941P W | FRAGMA 2X2 94014 ADM DIM1P W | 617.82 | . | FRAGMA | FRAGMA 2x2 ADM | IT | PRO INT | Æ |  | INT 0601 | 5414823319280 | W | IP20 | LED Technology | 4000K | 90 | 14 | .
23612 9415 B | FRAGMA 2X2 94014 ADM DIM5 B | 553.24 | . | FRAGMA | FRAGMA 2x2 ADM | IT | PRO INT | Æ |  | INT 0601 | 5414823319259 | B | IP20 | LED Technology | 4000K | 90 | 14 | .
23612 9415 W | FRAGMA 2X2 94014 ADM DIM5 W | 553.24 | . | FRAGMA | FRAGMA 2x2 ADM | IT | PRO INT | Æ |  | INT 0601 | 5414823319266 | W | IP20 | LED Technology | 4000K | 90 | 14 | .
23612 9410 W | FRAGMA 2X2 94014 ADM W | 510 | . | FRAGMA | FRAGMA 2x2 ADM | IT | PRO INT | Æ |  | INT 0601 | 5414823323188 | W | IP20 | LED Technology | 4000K | 90 | 14 | .
23612 941W B | FRAGMA 2X2 94014 ADM WD B | 617.48 | . | FRAGMA | FRAGMA 2x2 ADM | IT | PRO INT | Æ |  | INT 0601 | 5414823319297 | B | IP20 | LED Technology | 4000K | 90 | 14 | .
23612 941W W | FRAGMA 2X2 94014 ADM WD W | 617.48 | . | FRAGMA | FRAGMA 2x2 ADM | IT | PRO INT | Æ |  | INT 0601 | 5414823319303 | W | IP20 | LED Technology | 4000K | 90 | 14 | .
23613 0030 | FRAGMA 2X2 BEAM LENS 26° | 18.95 | . | FRAGMA | FRAGMA 2x2 ADM | LA | PRO INT | Æ |  | INT 0601 | 5414823310591 | . | . | . | . | . | . | .
23613 0060 | FRAGMA 2X2 BEAM LENS 47° | 18.95 | . | FRAGMA | FRAGMA 2x2 ADM | LA | PRO INT | Æ |  | INT 0601 | 5414823319358 | . | . | . | . | . | . | .
23613 0240 B | FRAGMA 2X2 HONEYCOMB B | 94.88 | . | FRAGMA | FRAGMA 2x2 ADM | LA | PRO INT | Æ |  | INT 0601 | 5414823319495 | B | . | . | . | . | . | .
23613 0140 | FRAGMA 2X2 LINEAR SPREAD LENS | 18.95 | . | FRAGMA | FRAGMA 2x2 ADM | LA | PRO INT | Æ |  | INT 0601 | 5414823319419 | . | . | . | . | . | . | .
23613 0270 B | FRAGMA 2X2 RASTER B | 137.6 | . | FRAGMA | FRAGMA 2x2 ADM | LA | PRO INT | Æ |  | INT 0601 | 5414823319525 | B | . | . | . | . | . | .
23613 0090 | FRAGMA 2X2 SOFTENING LENS | 18.95 | . | FRAGMA | FRAGMA 2x2 ADM | LA | PRO INT | Æ |  | INT 0601 | 5414823319389 | . | . | . | . | . | . | .
23613 0180 | FRAGMA 2X2 WALLWASH LENS | 18.95 | . | FRAGMA | FRAGMA 2x2 ADM | LA | PRO INT | Æ |  | INT 0601 | 5414823319440 | . | . | . | . | . | . | .
23611 9310 B | FRAGMA 3X3 93014 ADM B | 557.55 | . | FRAGMA | FRAGMA 3x3 ADM | IT | PRO INT | Æ |  | INT 0601 | 5414823323119 | B | IP20 | LED Technology | 3000K | 90 | 14 | .
23611 9311 B | FRAGMA 3X3 93014 ADM DIM1 B | 604.39 | . | FRAGMA | FRAGMA 3x3 ADM | IT | PRO INT | Æ |  | INT 0601 | 5414823319013 | B | IP20 | LED Technology | 3000K | 90 | 14 | .
23611 9311 W | FRAGMA 3X3 93014 ADM DIM1 W | 604.39 | . | FRAGMA | FRAGMA 3x3 ADM | IT | PRO INT | Æ |  | INT 0601 | 5414823319020 | W | IP20 | LED Technology | 3000K | 90 | 14 | .
23611 931P B | FRAGMA 3X3 93014 ADM DIM1P B | 689.7 | . | FRAGMA | FRAGMA 3x3 ADM | IT | PRO INT | Æ |  | INT 0601 | 5414823319051 | B | IP20 | LED Technology | 3000K | 90 | 14 | .
23611 931P W | FRAGMA 3X3 93014 ADM DIM1P W | 689.7 | . | FRAGMA | FRAGMA 3x3 ADM | IT | PRO INT | Æ |  | INT 0601 | 5414823319068 | W | IP20 | LED Technology | 3000K | 90 | 14 | .
23611 9315 B | FRAGMA 3X3 93014 ADM DIM5 B | 601.39 | . | FRAGMA | FRAGMA 3x3 ADM | IT | PRO INT | Æ |  | INT 0601 | 5414823319037 | B | IP20 | LED Technology | 3000K | 90 | 14 | .
23611 9315 W | FRAGMA 3X3 93014 ADM DIM5 W | 601.39 | . | FRAGMA | FRAGMA 3x3 ADM | IT | PRO INT | Æ |  | INT 0601 | 5414823319044 | W | IP20 | LED Technology | 3000K | 90 | 14 | .
23611 9310 W | FRAGMA 3X3 93014 ADM W | 557.55 | . | FRAGMA | FRAGMA 3x3 ADM | IT | PRO INT | Æ |  | INT 0601 | 5414823323126 | W | IP20 | LED Technology | 3000K | 90 | 14 | .
23611 931W B | FRAGMA 3X3 93014 ADM WD B | 669.83 | . | FRAGMA | FRAGMA 3x3 ADM | IT | PRO INT | Æ |  | INT 0601 | 5414823319075 | B | IP20 | LED Technology | 3000K | 90 | 14 | .
23611 931W W | FRAGMA 3X3 93014 ADM WD W | 669.83 | . | FRAGMA | FRAGMA 3x3 ADM | IT | PRO INT | Æ |  | INT 0601 | 5414823313028 | W | IP20 | LED Technology | 3000K | 90 | 14 | .
23611 9410 B | FRAGMA 3X3 94014 ADM B | 557.55 | . | FRAGMA | FRAGMA 3x3 ADM | IT | PRO INT | Æ |  | INT 0601 | 5414823323133 | B | IP20 | LED Technology | 4000K | 90 | 14 | .
23611 9411 B | FRAGMA 3X3 94014 ADM DIM1 B | 604.39 | . | FRAGMA | FRAGMA 3x3 ADM | IT | PRO INT | Æ |  | INT 0601 | 5414823319082 | B | IP20 | LED Technology | 4000K | 90 | 14 | .
23611 9411 W | FRAGMA 3X3 94014 ADM DIM1 W | 604.39 | . | FRAGMA | FRAGMA 3x3 ADM | IT | PRO INT | Æ |  | INT 0601 | 5414823319099 | W | IP20 | LED Technology | 4000K | 90 | 14 | .
23611 941P B | FRAGMA 3X3 94014 ADM DIM1P B | 689.7 | . | FRAGMA | FRAGMA 3x3 ADM | IT | PRO INT | Æ |  | INT 0601 | 5414823319129 | B | IP20 | LED Technology | 4000K | 90 | 14 | .
23611 941P W | FRAGMA 3X3 94014 ADM DIM1P W | 689.7 | . | FRAGMA | FRAGMA 3x3 ADM | IT | PRO INT | Æ |  | INT 0601 | 5414823319136 | W | IP20 | LED Technology | 4000K | 90 | 14 | .
23611 9415 B | FRAGMA 3X3 94014 ADM DIM5 B | 601.39 | . | FRAGMA | FRAGMA 3x3 ADM | IT | PRO INT | Æ |  | INT 0601 | 5414823319105 | B | IP20 | LED Technology | 4000K | 90 | 14 | .
23611 9415 W | FRAGMA 3X3 94014 ADM DIM5 W | 601.39 | . | FRAGMA | FRAGMA 3x3 ADM | IT | PRO INT | Æ |  | INT 0601 | 5414823319112 | W | IP20 | LED Technology | 4000K | 90 | 14 | .
23611 9410 W | FRAGMA 3X3 94014 ADM W | 557.55 | . | FRAGMA | FRAGMA 3x3 ADM | IT | PRO INT | Æ |  | INT 0601 | 5414823323140 | W | IP20 | LED Technology | 4000K | 90 | 14 | .
23611 941W B | FRAGMA 3X3 94014 ADM WD B | 669.83 | . | FRAGMA | FRAGMA 3x3 ADM | IT | PRO INT | Æ |  | INT 0601 | 5414823319143 | B | IP20 | LED Technology | 4000K | 90 | 14 | .
23611 941W W | FRAGMA 3X3 94014 ADM WD W | 669.83 | . | FRAGMA | FRAGMA 3x3 ADM | IT | PRO INT | Æ |  | INT 0601 | 5414823319150 | W | IP20 | LED Technology | 4000K | 90 | 14 | .
23613 0020 | FRAGMA 3X3 BEAM LENS 26° | 18.95 | . | FRAGMA | FRAGMA 3x3 ADM | LA | PRO INT | Æ |  | INT 0601 | 5414823319327 | . | . | . | . | . | . | .
23613 0050 | FRAGMA 3X3 BEAM LENS 47° | 18.95 | . | FRAGMA | FRAGMA 3x3 ADM | LA | PRO INT | Æ |  | INT 0601 | 5414823319341 | . | . | . | . | . | . | .
23613 0200 B | FRAGMA 3X3 FLAPS B | 115.68 | . | FRAGMA | FRAGMA 3x3 ADM | LA | PRO INT | Æ |  | INT 0601 | 5414823319464 | B | . | . | . | . | . | .
23613 0230 B | FRAGMA 3X3 HONEYCOMB B | 98.44 | . | FRAGMA | FRAGMA 3x3 ADM | LA | PRO INT | Æ |  | INT 0601 | 5414823319488 | B | . | . | . | . | . | .
23613 0120 | FRAGMA 3X3 LINEAR SPREAD LENS | 18.95 | . | FRAGMA | FRAGMA 3x3 ADM | LA | PRO INT | Æ |  | INT 0601 | 5414823319402 | . | . | . | . | . | . | .
23613 0260 B | FRAGMA 3X3 RASTER B | 161.88 | . | FRAGMA | FRAGMA 3x3 ADM | LA | PRO INT | Æ |  | INT 0601 | 5414823319518 | B | . | . | . | . | . | .
23613 0080 | FRAGMA 3X3 SOFTENING LENS | 18.95 | . | FRAGMA | FRAGMA 3x3 ADM | LA | PRO INT | Æ |  | INT 0601 | 5414823319372 | . | . | . | . | . | . | .
23613 0170 | FRAGMA 3X3 WALLWASH LENS | 18.95 | . | FRAGMA | FRAGMA 3x3 ADM | LA | PRO INT | Æ |  | INT 0601 | 5414823319433 | . | . | . | . | . | . | .
23610 9310 B | FRAGMA 4X4 93014 ADM B | 687.87 | . | FRAGMA | FRAGMA 4x4 ADM | IT | PRO INT | Æ |  | INT 0601 | 5414823311574 | B | IP20 | LED Technology | 3000K | 90 | 14 | .
23610 9311 B | FRAGMA 4X4 93014 ADM DIM1 B | 762.32 | . | FRAGMA | FRAGMA 4x4 ADM | IT | PRO INT | Æ |  | INT 0601 | 5414823318863 | B | IP20 | LED Technology | 3000K | 90 | 14 | .
23610 9311 W | FRAGMA 4X4 93014 ADM DIM1 W | 762.32 | . | FRAGMA | FRAGMA 4x4 ADM | IT | PRO INT | Æ |  | INT 0601 | 5414823318870 | W | IP20 | LED Technology | 3000K | 90 | 14 | .
23610 931P B | FRAGMA 4X4 93014 ADM DIM1P B | 847.63 | . | FRAGMA | FRAGMA 4x4 ADM | IT | PRO INT | Æ |  | INT 0601 | 5414823318900 | B | IP20 | LED Technology | 3000K | 90 | 14 | .
23610 931P W | FRAGMA 4X4 93014 ADM DIM1P W | 847.63 | . | FRAGMA | FRAGMA 4x4 ADM | IT | PRO INT | Æ |  | INT 0601 | 5414823318917 | W | IP20 | LED Technology | 3000K | 90 | 14 | .
23610 9315 B | FRAGMA 4X4 93014 ADM DIM5 B | 762.32 | . | FRAGMA | FRAGMA 4x4 ADM | IT | PRO INT | Æ |  | INT 0601 | 5414823318887 | B | IP20 | LED Technology | 3000K | 90 | 14 | .
23610 9315 W | FRAGMA 4X4 93014 ADM DIM5 W | 762.32 | . | FRAGMA | FRAGMA 4x4 ADM | IT | PRO INT | Æ |  | INT 0601 | 5414823318894 | W | IP20 | LED Technology | 3000K | 90 | 14 | .
23610 9310 W | FRAGMA 4X4 93014 ADM W | 687.87 | . | FRAGMA | FRAGMA 4x4 ADM | IT | PRO INT | Æ |  | INT 0601 | 5414823323089 | W | IP20 | LED Technology | 3000K | 90 | 14 | .
23610 931W B | FRAGMA 4X4 93014 ADM WD B | 847.59 | . | FRAGMA | FRAGMA 4x4 ADM | IT | PRO INT | Æ |  | INT 0601 | 5414823313011 | B | IP20 | LED Technology | 3000K | 90 | 14 | .
23610 931W W | FRAGMA 4X4 93014 ADM WD W | 847.59 | . | FRAGMA | FRAGMA 4x4 ADM | IT | PRO INT | Æ |  | INT 0601 | 5414823318924 | W | IP20 | LED Technology | 3000K | 90 | 14 | .
23610 9410 B | FRAGMA 4X4 94014 ADM B | 687.87 | . | FRAGMA | FRAGMA 4x4 ADM | IT | PRO INT | Æ |  | INT 0601 | 5414823323096 | B | IP20 | LED Technology | 4000K | 90 | 14 | .
23610 9411 B | FRAGMA 4X4 94014 ADM DIM1 B | 762.32 | . | FRAGMA | FRAGMA 4x4 ADM | IT | PRO INT | Æ |  | INT 0601 | 5414823318931 | B | IP20 | LED Technology | 4000K | 90 | 14 | .
23610 9411 W | FRAGMA 4X4 94014 ADM DIM1 W | 762.32 | . | FRAGMA | FRAGMA 4x4 ADM | IT | PRO INT | Æ |  | INT 0601 | 5414823318948 | W | IP20 | LED Technology | 4000K | 90 | 14 | .
23610 941P B | FRAGMA 4X4 94014 ADM DIM1P B | 847.63 | . | FRAGMA | FRAGMA 4x4 ADM | IT | PRO INT | Æ |  | INT 0601 | 5414823318979 | B | IP20 | LED Technology | 4000K | 90 | 14 | .
23610 941P W | FRAGMA 4X4 94014 ADM DIM1P W | 847.63 | . | FRAGMA | FRAGMA 4x4 ADM | IT | PRO INT | Æ |  | INT 0601 | 5414823318986 | W | IP20 | LED Technology | 4000K | 90 | 14 | .
23610 9415 B | FRAGMA 4X4 94014 ADM DIM5 B | 762.32 | . | FRAGMA | FRAGMA 4x4 ADM | IT | PRO INT | Æ |  | INT 0601 | 5414823318955 | B | IP20 | LED Technology | 4000K | 90 | 14 | .
23610 9415 W | FRAGMA 4X4 94014 ADM DIM5 W | 762.32 | . | FRAGMA | FRAGMA 4x4 ADM | IT | PRO INT | Æ |  | INT 0601 | 5414823318962 | W | IP20 | LED Technology | 4000K | 90 | 14 | .
23610 9410 W | FRAGMA 4X4 94014 ADM W | 687.87 | . | FRAGMA | FRAGMA 4x4 ADM | IT | PRO INT | Æ |  | INT 0601 | 5414823323102 | W | IP20 | LED Technology | 4000K | 90 | 14 | .
23610 941W B | FRAGMA 4X4 94014 ADM WD B | 847.59 | . | FRAGMA | FRAGMA 4x4 ADM | IT | PRO INT | Æ |  | INT 0601 | 5414823318993 | B | IP20 | LED Technology | 4000K | 90 | 14 | .
23610 941W W | FRAGMA 4X4 94014 ADM WD W | 847.59 | . | FRAGMA | FRAGMA 4x4 ADM | IT | PRO INT | Æ |  | INT 0601 | 5414823319006 | W | IP20 | LED Technology | 4000K | 90 | 14 | .
23613 0010 | FRAGMA 4X4 BEAM LENS 26° | 18.95 | . | FRAGMA | FRAGMA 4x4 ADM | LA | PRO INT | Æ |  | INT 0601 | 5414823319310 | . | . | . | . | . | . | .
23613 0040 | FRAGMA 4X4 BEAM LENS 47° | 18.95 | . | FRAGMA | FRAGMA 4x4 ADM | LA | PRO INT | Æ |  | INT 0601 | 5414823319334 | . | . | . | . | . | . | .
23613 0190 B | FRAGMA 4X4 FLAPS B | 127.08 | . | FRAGMA | FRAGMA 4x4 ADM | LA | PRO INT | Æ |  | INT 0601 | 5414823319457 | B | . | . | . | . | . | .
23613 0220 B | FRAGMA 4X4 HONEYCOMB B | 141.01 | . | FRAGMA | FRAGMA 4x4 ADM | LA | PRO INT | Æ |  | INT 0601 | 5414823319471 | B | . | . | . | . | . | .
23613 0100 | FRAGMA 4X4 LINEAR SPREAD LENS | 18.95 | . | FRAGMA | FRAGMA 4x4 ADM | LA | PRO INT | Æ |  | INT 0601 | 5414823319396 | . | . | . | . | . | . | .
23613 0250 B | FRAGMA 4X4 RASTER B | 179.78 | . | FRAGMA | FRAGMA 4x4 ADM | LA | PRO INT | Æ |  | INT 0601 | 5414823319501 | B | . | . | . | . | . | .
23613 0070 | FRAGMA 4X4 SOFTENING LENS | 18.95 | . | FRAGMA | FRAGMA 4x4 ADM | LA | PRO INT | Æ |  | INT 0601 | 5414823319365 | . | . | . | . | . | . | .
23613 0160 | FRAGMA 4X4 WALLWASH LENS | 18.95 | . | FRAGMA | FRAGMA 4x4 ADM | LA | PRO INT | Æ |  | INT 0601 | 5414823319426 | . | . | . | . | . | . | .
275 04 53 N | GALA L LED HW N | 457.23 | . | GALA | GALA L | IWS | COM EXT | . |  | INT 0557, EXT 0967 | 5414823208362 | N | IP65 | LED Technology | 2700K | 80 | . | .
275 04 53 W | GALA L LED HW W | 457.23 | . | GALA | GALA L | IWS | COM EXT | . |  | INT 0557, EXT 0967 | 5414823157738 | W | IP65 | LED Technology | 2700K | 80 | . | .
275 04 52 N | GALA L LED WW N | 457.23 | . | GALA | GALA L | IWS | COM EXT | . |  | INT 0557, EXT 0967 | 5414823143465 | N | IP65 | LED Technology | 3000K | 80 | . | .
275 04 52 W | GALA L LED WW W | 457.23 | . | GALA | GALA L | IWS | COM EXT | . |  | INT 0557, EXT 0967 | 5414823143472 | W | IP65 | LED Technology | 3000K | 80 | . | .
275 04 812 920 N | GALA L OK LED 920 N | 572.88 | . | GALA | GALA L | IWS | COM EXT | . |  | INT 0557, EXT 0967 | 5414823244537 | N | IP55 | LED Technology | 2700K | 90 | . | .
275 04 812 920 W | GALA L OK LED 920 W | 572.88 | . | GALA | GALA L | IWS | COM EXT | . |  | INT 0557, EXT 0967 | 5414823244544 | W | IP55 | LED Technology | 2700K | 90 | . | .
275 04 812 930 N | GALA L OK LED 930 N | 572.88 | . | GALA | GALA L | IWS | COM EXT | . |  | INT 0557, EXT 0967 | 5414823234330 | N | IP55 | LED Technology | 3000K | 90 | . | .
275 04 812 930 W | GALA L OK LED 930 W | 572.88 | . | GALA | GALA L | IWS | COM EXT | . |  | INT 0557, EXT 0967 | 5414823234347 | W | IP55 | LED Technology | 3000K | 90 | . | .
12220 9200 W | GALA T 927 W | 226.85 | . | GALA | GALA T | IWS | PRO INT | Æ |  | INT 0557 | 5414823310737 | W | IP20 | LED Technology | 2700K | 90 | . | 275 04 34 W
12220 9300 W | GALA T 930 W | 226.85 | . | GALA | GALA T | IWS | PRO INT | Æ |  | INT 0557 | 5414823310645 | W | IP20 | LED Technology | 3000K | 90 | . | 275 04 24 W
275 161 93 ED8 W | GALA XL 930 DIM8 W | 365.68 | . | GALA | GALA XL | IWS | COM INT | . |  | INT 0559 | 5414823244643 | W | IP20 | LED Technology | 3000K | 90 | . | .
275 162 93 ED1 W | GALA XL HP 930 DIM1 W | 498.21 | . | GALA | GALA XL | IWS | COM INT | . |  | INT 0559 | 5414823244650 | W | IP20 | LED Technology | 3000K | 90 | . | .
12219 9208 W | GALA XL LP 927 DIM8 W | 231.79 | . | GALA | GALA XL | IWS | PRO INT | Æ |  | INT 0559 | 5414823313363 | W | IP20 | LED Technology | 2700K | 90 | . | .
12219 9308 W | GALA XL LP 930 DIM8 W | 231.79 | . | GALA | GALA XL | IWS | PRO INT | Æ |  | INT 0559 | 5414823310409 | W | IP20 | LED Technology | 3000K | 90 | . | .
275 163 93 ED1 W | GALA XL R 930 DIM1 W | 349.41 | . | GALA | GALA XL | IWS | COM INT | . |  | INT 0559 | 5414823277030 | W | IP20 | LED Technology | 3000K | 90 | . | .
275 164 93 ED1 W | GALA XL R HP 930 DIM1 W | 504.8 | . | GALA | GALA XL | IWS | COM INT | . |  | INT 0559 | 5414823270390 | W | IP20 | LED Technology | 3000K | 90 | . | .
286 67 811 920 ED8 B | GIBBO 927 DIM8 B | 411.73 | . | GIBBO | GIBBO | ICP | PRO INT | . |  | INT 0445 | 5414823245107 | B | IP20 | LED Technology | 2700K | 90 | . | .
286 67 811 920 ED8 W | GIBBO 927 DIM8 W | 411.73 | . | GIBBO | GIBBO | ICP | PRO INT | . |  | INT 0445 | 5414823245114 | W | IP20 | LED Technology | 2700K | 90 | . | .
286 67 811 930 ED8 B | GIBBO 930 DIM8 B | 411.73 | . | GIBBO | GIBBO | ICP | PRO INT | . |  | INT 0445 | 5414823245121 | B | IP20 | LED Technology | 3000K | 90 | . | .
286 67 811 930 ED8 W | GIBBO 930 DIM8 W | 411.73 | . | GIBBO | GIBBO | ICP | PRO INT | . |  | INT 0445 | 5414823232497 | W | IP20 | LED Technology | 3000K | 90 | . | .
202 62 00 01 A-A | GRID IN 1 QR A-A | 123.4 | . | GRID IN | GRID IN | ICR | COM INT | . |  | INT 0199 | 5414823012341 | A-A | IP20 | Halogen Low-Voltage | . | . | . | .
202 62 00 01 A-B | GRID IN 1 QR A-B | 123.4 | . | GRID IN | GRID IN | ICR | COM INT | . |  | INT 0199 | 5414823012358 | A-B | IP20 | Halogen Low-Voltage | . | . | . | .
202 62 00 01 W-W | GRID IN 1 QR W-W | 123.4 | . | GRID IN | GRID IN | ICR | COM INT | . |  | INT 0199 | 5414823012457 | W-W | IP20 | Halogen Low-Voltage | . | . | . | .
202 62 00 02 A-A | GRID IN 2 QR A-A | 185.91 | . | GRID IN | GRID IN | ICR | COM INT | . |  | INT 0199 | 5414823012464 | A-A | IP20 | Halogen Low-Voltage | . | . | . | .
202 62 00 02 A-B | GRID IN 2 QR A-B | 185.91 | . | GRID IN | GRID IN | ICR | COM INT | . |  | INT 0199 | 5414823012471 | A-B | IP20 | Halogen Low-Voltage | . | . | . | .
202 62 00 02 W-W | GRID IN 2 QR W-W | 185.91 | . | GRID IN | GRID IN | ICR | COM INT | . |  | INT 0199 | 5414823012549 | W-W | IP20 | Halogen Low-Voltage | . | . | . | .
202 61 00 01 A | GRID IN TRIMLESS 1 QR A | 95.03 | . | GRID IN | GRID IN TRIMLESS | ICR | PRO INT | . |  | INT 0199 | 5414823010170 | A | IP20 | Halogen Low-Voltage | . | . | . | .
202 61 00 01 B | GRID IN TRIMLESS 1 QR B | 95.03 | . | GRID IN | GRID IN TRIMLESS | ICR | PRO INT | . |  | INT 0199 | 5414823010187 | B | IP20 | Halogen Low-Voltage | . | . | . | .
202 61 00 01 W | GRID IN TRIMLESS 1 QR W | 95.03 | . | GRID IN | GRID IN TRIMLESS | ICR | PRO INT | . |  | INT 0199 | 5414823010286 | W | IP20 | Halogen Low-Voltage | . | . | . | .
202 61 00 02 A | GRID IN TRIMLESS 2 QR A | 146.01 | . | GRID IN | GRID IN TRIMLESS | ICR | PRO INT | . |  | INT 0199 | 5414823010309 | A | IP20 | Halogen Low-Voltage | . | . | . | .
202 61 00 02 B | GRID IN TRIMLESS 2 QR B | 146.01 | . | GRID IN | GRID IN TRIMLESS | ICR | PRO INT | . |  | INT 0199 | 5414823010316 | B | IP20 | Halogen Low-Voltage | . | . | . | .
202 61 00 02 W | GRID IN TRIMLESS 2 QR W | 146.01 | . | GRID IN | GRID IN TRIMLESS | ICR | PRO INT | . |  | INT 0199 | 5414823010415 | W | IP20 | Halogen Low-Voltage | . | . | . | .
202 60 00 01 A | GRID IN ZB 1 QR A | 109.69 | . | GRID IN | GRID IN ZB | ICR | PRO INT | . |  | INT 0197 | 5414823008573 | A | IP20 | Halogen Low-Voltage | . | . | . | .
202 60 00 01 W | GRID IN ZB 1 QR W | 109.69 | . | GRID IN | GRID IN ZB | ICR | PRO INT | . |  | INT 0197 | 5414823008641 | W | IP20 | Halogen Low-Voltage | . | . | . | .
202 60 00 02 A | GRID IN ZB 2 QR A | 186.2 | . | GRID IN | GRID IN ZB | ICR | PRO INT | . |  | INT 0197 | 5414823008658 | A | IP20 | Halogen Low-Voltage | . | . | . | .
202 60 00 02 W | GRID IN ZB 2 QR W | 186.2 | . | GRID IN | GRID IN ZB | ICR | PRO INT | . |  | INT 0197 | 5414823008757 | W | IP20 | Halogen Low-Voltage | . | . | . | .
202 72 66 01 A-A | MINIGRID IN 1 50 Hi A-A | 132.29 | . | GRID IN | MINIGRID IN | ICR | COM INT | . |  | INT 0189 | 5414823018107 | A-A | IP20 | Halogen Mains-Voltage | . | . | . | .
202 72 66 01 A-B | MINIGRID IN 1 50 Hi A-B | 132.29 | . | GRID IN | MINIGRID IN | ICR | COM INT | . |  | INT 0189 | 5414823018114 | A-B | IP20 | Halogen Mains-Voltage | . | . | . | .
202 72 66 01 W-W | MINIGRID IN 1 50 Hi W-W | 132.29 | . | GRID IN | MINIGRID IN | ICR | COM INT | . |  | INT 0189 | 5414823018138 | W-W | IP20 | Halogen Mains-Voltage | . | . | . | .
202 72 66 02 A-A | MINIGRID IN 2 50 Hi A-A | 229.48 | . | GRID IN | MINIGRID IN | ICR | COM INT | . |  | INT 0189 | 5414823018145 | A-A | IP20 | Halogen Mains-Voltage | . | . | . | .
202 72 66 02 A-B | MINIGRID IN 2 50 Hi A-B | 229.48 | . | GRID IN | MINIGRID IN | ICR | COM INT | . |  | INT 0189 | 5414823018152 | A-B | IP20 | Halogen Mains-Voltage | . | . | . | .
202 72 66 02 W-W | MINIGRID IN 2 50 Hi W-W | 229.48 | . | GRID IN | MINIGRID IN | ICR | COM INT | . |  | INT 0189 | 5414823018176 | W-W | IP20 | Halogen Mains-Voltage | . | . | . | .
202 71 66 01 B | MINIGRID IN TRIMLESS 1 50 Hi B | 119.11 | . | GRID IN | MINIGRID IN TRIMLESS | ICR | PRO INT | . |  | INT 0189 | 5414823017049 | B | IP20 | Halogen Mains-Voltage | . | . | . | .
202 71 66 01 W | MINIGRID IN TRIMLESS 1 50 Hi W | 119.11 | . | GRID IN | MINIGRID IN TRIMLESS | ICR | PRO INT | . |  | INT 0189 | 5414823017056 | W | IP20 | Halogen Mains-Voltage | . | . | . | .
202 71 66 02 B | MINIGRID IN TRIMLESS 2 50 Hi B | 198.36 | . | GRID IN | MINIGRID IN TRIMLESS | ICR | PRO INT | . |  | INT 0189 | 5414823017070 | B | IP20 | Halogen Mains-Voltage | . | . | . | .
202 71 66 02 W | MINIGRID IN TRIMLESS 2 50 Hi W | 198.36 | . | GRID IN | MINIGRID IN TRIMLESS | ICR | PRO INT | . |  | INT 0189 | 5414823017087 | W | IP20 | Halogen Mains-Voltage | . | . | . | .
202 70 811 922 A | MINIGRID IN ZB 1 92733 A | 205.55 | . | GRID IN | MINIGRID IN ZB | ICR | PRO INT | . |  | INT 0183 | 5414823240768 | A | IP23/20 | LED Technology | 2700K | 90 | 33 | .
202 70 811 922 W | MINIGRID IN ZB 1 92733 W | 205.55 | . | GRID IN | MINIGRID IN ZB | ICR | PRO INT | . |  | INT 0183 | 5414823235061 | W | IP23/20 | LED Technology | 2700K | 90 | 33 | .
202 70 811 932 A | MINIGRID IN ZB 1 93033 A | 205.55 | . | GRID IN | MINIGRID IN ZB | ICR | PRO INT | . |  | INT 0183 | 5414823240799 | A | IP23/20 | LED Technology | 3000K | 90 | 33 | .
202 70 811 932 W | MINIGRID IN ZB 1 93033 W | 205.55 | . | GRID IN | MINIGRID IN ZB | ICR | PRO INT | . |  | INT 0183 | 5414823230349 | W | IP23/20 | LED Technology | 3000K | 90 | 33 | .
202 70 1902 W | MINIGRID IN ZB 1 9-SOFT W | 247.4 | . | GRID IN | MINIGRID IN ZB | ICR | PRO INT | . |  | INT 0183 | 5414823240713 | W | IP23/20 | LED Technology | 2700-1800 | 90 | 40 | .
202 70 812 922 A | MINIGRID IN ZB 2 92733 A | 361.62 | . | GRID IN | MINIGRID IN ZB | ICR | PRO INT | . |  | INT 0183 | 5414823240829 | A | IP23/20 | LED Technology | 2700K | 90 | 33 | .
202 70 812 922 W | MINIGRID IN ZB 2 92733 W | 361.62 | . | GRID IN | MINIGRID IN ZB | ICR | PRO INT | . |  | INT 0183 | 5414823235078 | W | IP23/20 | LED Technology | 2700K | 90 | 33 | .
202 70 812 932 A | MINIGRID IN ZB 2 93033 A | 361.62 | . | GRID IN | MINIGRID IN ZB | ICR | PRO INT | . |  | INT 0183 | 5414823240850 | A | IP23/20 | LED Technology | 3000K | 90 | 33 | .
202 70 812 932 W | MINIGRID IN ZB 2 93033 W | 361.62 | . | GRID IN | MINIGRID IN ZB | ICR | PRO INT | . |  | INT 0183 | 5414823235085 | W | IP23/20 | LED Technology | 3000K | 90 | 33 | .
202 70 2902 W | MINIGRID IN ZB 2 9-SOFT W | 445.05 | . | GRID IN | MINIGRID IN ZB | ICR | PRO INT | . |  | INT 0183 | 5414823240737 | W | IP23/20 | LED Technology | 2700-1800 | 90 | 40 | .
202 801 211 920 B | GRID IN SNAP-IN HP 927 B | 230.66 | . | GRID SNAP IN | GRID SI | ICR | PRO INT | . |  | INT 0195 | 5414823241253 | B | IP20 | LED Technology | 2700K | 90 | . | .
202 801 211 930 B | GRID IN SNAP-IN HP 930 B | 230.66 | . | GRID SNAP IN | GRID SI | ICR | PRO INT | . |  | INT 0195 | 5414823241260 | B | IP20 | LED Technology | 3000K | 90 | . | .
414 10 00 B-B | GRID IN HP TUBE B-B | 32.86 | . | GRID SNAP IN | GRID SI ACC | LA | PRO INT | . |  | RIGHT | 5414823250293 | B-B | . | . | . | . | . | .
414 10 00 W-B | GRID IN HP TUBE W-B | 32.86 | . | GRID SNAP IN | GRID SI ACC | LA | PRO INT | . |  | RIGHT | 5414823250309 | W-B | . | . | . | . | . | .
202 801 01 W-B | GRID IN 1 HP FRAME W-B | 146.58 | . | GRID SNAP IN | GRID SI FRAME | ICR | PRO INT | . |  | INT 0195 | 5414823241239 | W-B | IP20 | . | . | . | . | .
202 801 02 W-B | GRID IN 2 HP FRAME W-B | 154.67 | . | GRID SNAP IN | GRID SI FRAME | ICR | PRO INT | . |  | INT 0195 | 5414823241246 | W-B | IP20 | . | . | . | . | .
202 802 01 B | GRID IN TRIMLESS 1 HP FRAME B | 53.65 | . | GRID SNAP IN | GRID SI FRAME TRIMLESS | ICR | PRO INT | . |  | INT 0195 | 5414823241277 | B | IP20 | . | . | . | . | .
202 802 01 W | GRID IN TRIMLESS 1 HP FRAME W | 53.65 | . | GRID SNAP IN | GRID SI FRAME TRIMLESS | ICR | PRO INT | . |  | INT 0195 | 5414823241284 | W | IP20 | . | . | . | . | .
202 802 02 B | GRID IN TRIMLESS 2 HP FRAME B | 67.9 | . | GRID SNAP IN | GRID SI FRAME TRIMLESS | ICR | PRO INT | . |  | INT 0195 | 5414823241291 | B | IP20 | . | . | . | . | .
202 802 02 W | GRID IN TRIMLESS 2 HP FRAME W | 67.9 | . | GRID SNAP IN | GRID SI FRAME TRIMLESS | ICR | PRO INT | . |  | INT 0195 | 5414823241307 | W | IP20 | . | . | . | . | .
24115 0000 B | MICROGRID IN 1 FRAME B | 54.6 | . | GRID SNAP IN | GRID SI MICRO FRAME | ICR | PRO INT | Æ |  | INT 0181 | 5414823311376 | B | IP20 | . | . | . | . | 415 142 822 B, 415 142 832 B
24115 0000 W | MICROGRID IN 1 FRAME W | 54.6 | . | GRID SNAP IN | GRID SI MICRO FRAME | ICR | PRO INT | Æ |  | INT 0181 | 5414823309946 | W | IP20 | . | . | . | . | 415 142 822 W, 415 142 832 W
24116 0000 B | MICROGRID IN 2 FRAME B | 81.36 | . | GRID SNAP IN | GRID SI MICRO FRAME | ICR | PRO INT | Æ |  | INT 0181 | 5414823310096 | B | IP20 | . | . | . | . | .
24116 0000 W | MICROGRID IN 2 FRAME W | 81.36 | . | GRID SNAP IN | GRID SI MICRO FRAME | ICR | PRO INT | Æ |  | INT 0181 | 5414823313042 | W | IP20 | . | . | . | . | .
24117 0000 B | MICROGRID IN 3 FRAME B | 114.88 | . | GRID SNAP IN | GRID SI MICRO FRAME | ICR | PRO INT | Æ |  | INT 0181 | 5414823313059 | B | IP20 | . | . | . | . | .
24117 0000 W | MICROGRID IN 3 FRAME W | 114.88 | . | GRID SNAP IN | GRID SI MICRO FRAME | ICR | PRO INT | Æ |  | INT 0181 | 5414823310102 | W | IP20 | . | . | . | . | .
202 790 929 B | MINIGRID SNAP-IN 92706 B | 189.6 | . | GRID SNAP IN | GRID SI MINI | ICR | PRO INT | . |  | INT 0185 | 5414823240997 | B | IP20 | LED Technology | 2700K | 90 | 6 | .
202 790 929 W | MINIGRID SNAP-IN 92706 W | 189.6 | . | GRID SNAP IN | GRID SI MINI | ICR | PRO INT | . |  | INT 0185 | 5414823241000 | W | IP20 | LED Technology | 2700K | 90 | 6 | .
202 790 811 921 B | MINIGRID SNAP-IN 92718 B | 134.29 | . | GRID SNAP IN | GRID SI MINI | ICR | PRO INT | . |  | INT 0185 | 5414823234071 | B | IP20 | LED Technology | 2700K | 90 | 18 | .
202 790 811 921 W | MINIGRID SNAP-IN 92718 W | 134.29 | . | GRID SNAP IN | GRID SI MINI | ICR | PRO INT | . |  | INT 0185 | 5414823234088 | W | IP20 | LED Technology | 2700K | 90 | 18 | .
202 790 811 922 B | MINIGRID SNAP-IN 92733 B | 134.29 | . | GRID SNAP IN | GRID SI MINI | ICR | PRO INT | . |  | INT 0185 | 5414823234095 | B | IP20 | LED Technology | 2700K | 90 | 33 | .
202 790 811 922 W | MINIGRID SNAP-IN 92733 W | 134.29 | . | GRID SNAP IN | GRID SI MINI | ICR | PRO INT | . |  | INT 0185 | 5414823234101 | W | IP20 | LED Technology | 2700K | 90 | 33 | .
202 790 811 923 B | MINIGRID SNAP-IN 92750 B | 134.29 | . | GRID SNAP IN | GRID SI MINI | ICR | PRO INT | . |  | INT 0185 | 5414823240959 | B | IP20 | LED Technology | 2700K | 90 | 50 | .
202 790 811 923 W | MINIGRID SNAP-IN 92750 W | 134.29 | . | GRID SNAP IN | GRID SI MINI | ICR | PRO INT | . |  | INT 0185 | 5414823240966 | W | IP20 | LED Technology | 2700K | 90 | 50 | .
202 790 939 B | MINIGRID SNAP-IN 93006 B | 189.6 | . | GRID SNAP IN | GRID SI MINI | ICR | PRO INT | . |  | INT 0185 | 5414823241017 | B | IP20 | LED Technology | 3000K | 90 | 6 | .
202 790 939 W | MINIGRID SNAP-IN 93006 W | 189.6 | . | GRID SNAP IN | GRID SI MINI | ICR | PRO INT | . |  | INT 0185 | 5414823241024 | W | IP20 | LED Technology | 3000K | 90 | 6 | .
202 790 811 931 B | MINIGRID SNAP-IN 93018 B | 134.29 | . | GRID SNAP IN | GRID SI MINI | ICR | PRO INT | . |  | INT 0185 | 5414823234118 | B | IP20 | LED Technology | 3000K | 90 | 18 | .
202 790 811 931 W | MINIGRID SNAP-IN 93018 W | 134.29 | . | GRID SNAP IN | GRID SI MINI | ICR | PRO INT | . |  | INT 0185 | 5414823230356 | W | IP20 | LED Technology | 3000K | 90 | 18 | .
202 790 811 932 B | MINIGRID SNAP-IN 93033 B | 134.29 | . | GRID SNAP IN | GRID SI MINI | ICR | PRO INT | . |  | INT 0185 | 5414823234125 | B | IP20 | LED Technology | 3000K | 90 | 33 | .
202 790 811 932 W | MINIGRID SNAP-IN 93033 W | 134.29 | . | GRID SNAP IN | GRID SI MINI | ICR | PRO INT | . |  | INT 0185 | 5414823234132 | W | IP20 | LED Technology | 3000K | 90 | 33 | .
202 790 811 933 B | MINIGRID SNAP-IN 93050 B | 134.29 | . | GRID SNAP IN | GRID SI MINI | ICR | PRO INT | . |  | INT 0185 | 5414823240973 | B | IP20 | LED Technology | 3000K | 90 | 50 | .
202 790 811 933 W | MINIGRID SNAP-IN 93050 W | 134.29 | . | GRID SNAP IN | GRID SI MINI | ICR | PRO INT | . |  | INT 0185 | 5414823240980 | W | IP20 | LED Technology | 3000K | 90 | 50 | .
202 790 1902 B | MINIGRID SNAP-IN 9-SOFT B | 185.66 | . | GRID SNAP IN | GRID SI MINI | ICR | PRO INT | . |  | INT 0185 | 5414823240935 | B | IP20 | LED Technology | 2700>1800 | 90 | 40 | .
202 790 1902 W | MINIGRID SNAP-IN 9-SOFT W | 185.66 | . | GRID SNAP IN | GRID SI MINI | ICR | PRO INT | . |  | INT 0185 | 5414823240942 | W | IP20 | LED Technology | 2700>1800 | 90 | 40 | .
202 790 61 B | MINIGRID SNAP-IN HI LED B | 59.19 | . | GRID SNAP IN | GRID SI MINI | ICR | COM INT | . |  | INT 0185 | 5414823212581 | B | IP20 | Halogen Mains-Voltage | . | . | . | .
202 790 61 W | MINIGRID SNAP-IN HI LED W | 59.19 | . | GRID SNAP IN | GRID SI MINI | ICR | COM INT | . |  | INT 0185 | 5414823212598 | W | IP20 | Halogen Mains-Voltage | . | . | . | .
202 791 211 921 B | MINIGRID SNAP-IN HP 92720 B | 212.18 | . | GRID SNAP IN | GRID SI MINI | ICR | PRO INT | . |  | INT 0187 | 5414823241079 | B | IP20 | LED Technology | 2700K | 90 | 20 | .
202 791 211 921 W | MINIGRID SNAP-IN HP 92720 W | 212.18 | . | GRID SNAP IN | GRID SI MINI | ICR | PRO INT | . |  | INT 0187 | 5414823241086 | W | IP20 | LED Technology | 2700K | 90 | 20 | .
202 791 211 922 B | MINIGRID SNAP-IN HP 92737 B | 212.18 | . | GRID SNAP IN | GRID SI MINI | ICR | PRO INT | . |  | INT 0187 | 5414823241093 | B | IP20 | LED Technology | 2700K | 90 | 37 | .
202 791 211 922 W | MINIGRID SNAP-IN HP 92737 W | 212.18 | . | GRID SNAP IN | GRID SI MINI | ICR | PRO INT | . |  | INT 0187 | 5414823241109 | W | IP20 | LED Technology | 2700K | 90 | 37 | .
202 791 211 923 B | MINIGRID SNAP-IN HP 92750 B | 212.18 | . | GRID SNAP IN | GRID SI MINI | ICR | PRO INT | . |  | INT 0187 | 5414823241116 | B | IP20 | LED Technology | 2700K | 90 | 50 | .
202 791 211 923 W | MINIGRID SNAP-IN HP 92750 W | 212.18 | . | GRID SNAP IN | GRID SI MINI | ICR | PRO INT | . |  | INT 0187 | 5414823241123 | W | IP20 | LED Technology | 2700K | 90 | 50 | .
202 791 211 931 B | MINIGRID SNAP-IN HP 93020 B | 212.18 | . | GRID SNAP IN | GRID SI MINI | ICR | PRO INT | . |  | INT 0187 | 5414823241130 | B | IP20 | LED Technology | 3000K | 90 | 20 | .
202 791 211 931 W | MINIGRID SNAP-IN HP 93020 W | 212.18 | . | GRID SNAP IN | GRID SI MINI | ICR | PRO INT | . |  | INT 0187 | 5414823241147 | W | IP20 | LED Technology | 3000K | 90 | 20 | .
202 791 211 932 B | MINIGRID SNAP-IN HP 93037 B | 212.18 | . | GRID SNAP IN | GRID SI MINI | ICR | PRO INT | . |  | INT 0187 | 5414823241154 | B | IP20 | LED Technology | 3000K | 90 | 37 | .
202 791 211 932 W | MINIGRID SNAP-IN HP 93037 W | 212.18 | . | GRID SNAP IN | GRID SI MINI | ICR | PRO INT | . |  | INT 0187 | 5414823241161 | W | IP20 | LED Technology | 3000K | 90 | 37 | .
202 791 211 933 B | MINIGRID SNAP-IN HP 93050 B | 212.18 | . | GRID SNAP IN | GRID SI MINI | ICR | PRO INT | . |  | INT 0187 | 5414823241178 | B | IP20 | LED Technology | 3000K | 90 | 50 | .
202 791 211 933 W | MINIGRID SNAP-IN HP 93050 W | 212.18 | . | GRID SNAP IN | GRID SI MINI | ICR | PRO INT | . |  | INT 0187 | 5414823241185 | W | IP20 | LED Technology | 3000K | 90 | 50 | .
202 74 01 W-B | MINIGRID IN 1 FRAME W-B | 92.53 | . | GRID SNAP IN | GRID SI MINI FRAME | ICR | PRO INT | . |  | INT 0185 | 5414823185328 | W-B | IP20 | . | . | . | . | .
202 74 01 W-W | MINIGRID IN 1 FRAME W-W | 92.53 | . | GRID SNAP IN | GRID SI MINI FRAME | ICR | PRO INT | . |  | INT 0185 | 5414823185335 | W-W | . | . | . | . | . | .
202 791 01 W-B | MINIGRID IN 1 HP FRAME W-B | 107.85 | . | GRID SNAP IN | GRID SI MINI FRAME | ICR | PRO INT | . |  | INT 0187 | 5414823241031 | W-B | IP20 | . | . | . | . | .
202 791 01 W-W | MINIGRID IN 1 HP FRAME W-W | 107.85 | . | GRID SNAP IN | GRID SI MINI FRAME | ICR | PRO INT | . |  | INT 0187 | 5414823241048 | W-W | . | . | . | . | . | .
202 74 02 W-B | MINIGRID IN 2 FRAME W-B | 133.37 | . | GRID SNAP IN | GRID SI MINI FRAME | ICR | PRO INT | . |  | INT 0185 | 5414823185342 | W-B | IP20 | . | . | . | . | .
202 74 02 W-W | MINIGRID IN 2 FRAME W-W | 133.37 | . | GRID SNAP IN | GRID SI MINI FRAME | ICR | PRO INT | . |  | INT 0185 | 5414823185359 | W-W | . | . | . | . | . | .
202 791 02 W-B | MINIGRID IN 2 HP FRAME W-B | 138.36 | . | GRID SNAP IN | GRID SI MINI FRAME | ICR | PRO INT | . |  | INT 0187 | 5414823241055 | W-B | IP20 | . | . | . | . | .
202 791 02 W-W | MINIGRID IN 2 HP FRAME W-W | 138.36 | . | GRID SNAP IN | GRID SI MINI FRAME | ICR | PRO INT | . |  | INT 0187 | 5414823241062 | W-W | . | . | . | . | . | .
202 73 01 B | MINIGRID IN TRIMLESS 1 FRAME B | 62.03 | . | GRID SNAP IN | GRID SI MINI FRAME TRIMLS | ICR | PRO INT | . |  | INT 0185 | 5414823185045 | B | . | . | . | . | . | .
202 73 01 W | MINIGRID IN TRIMLESS 1 FRAME W | 62.03 | . | GRID SNAP IN | GRID SI MINI FRAME TRIMLS | ICR | PRO INT | . |  | INT 0185 | 5414823185052 | W | . | . | . | . | . | .
202 792 01 B | MINIGRID IN TRIMLESS 1 HP FRAME B | 58.28 | . | GRID SNAP IN | GRID SI MINI FRAME TRIMLS | ICR | PRO INT | . |  | INT 0187 | 5414823241192 | B | . | . | . | . | . | .
202 792 01 W | MINIGRID IN TRIMLESS 1 HP FRAME W | 58.28 | . | GRID SNAP IN | GRID SI MINI FRAME TRIMLS | ICR | PRO INT | . |  | INT 0187 | 5414823241208 | W | . | . | . | . | . | .
202 73 02 B | MINIGRID IN TRIMLESS 2 FRAME B | 78.77 | . | GRID SNAP IN | GRID SI MINI FRAME TRIMLS | ICR | PRO INT | . |  | INT 0185 | 5414823185069 | B | . | . | . | . | . | .
202 73 02 W | MINIGRID IN TRIMLESS 2 FRAME W | 78.77 | . | GRID SNAP IN | GRID SI MINI FRAME TRIMLS | ICR | PRO INT | . |  | INT 0185 | 5414823185076 | W | . | . | . | . | . | .
202 792 02 B | MINIGRID IN TRIMLESS 2 HP FRAME B | 75.11 | . | GRID SNAP IN | GRID SI MINI FRAME TRIMLS | ICR | PRO INT | . |  | INT 0187 | 5414823241215 | B | . | . | . | . | . | .
202 792 02 W | MINIGRID IN TRIMLESS 2 HP FRAME W | 75.11 | . | GRID SNAP IN | GRID SI MINI FRAME TRIMLS | ICR | PRO INT | . |  | INT 0187 | 5414823241222 | W | . | . | . | . | . | .
202 79 01 ED8 B | MINIGRID ON 135 BOX DIM8 B | 237.78 | . | GRID SNAP IN | GRID SI ON MINI BOX | ICS | PRO INT | . |  | INT 0273 | 5414823185618 | B | IP20 | LED Technology | . | . | . | .
202 79 01 ED8 W | MINIGRID ON 135 BOX DIM8 W | 237.78 | . | GRID SNAP IN | GRID SI ON MINI BOX | ICS | PRO INT | . |  | INT 0273 | 5414823185625 | W | IP20 | LED Technology | . | . | . | .
202 79 11 ED8 B | MINIGRID ON 150 BOX DIM8 B | 195.48 | . | GRID SNAP IN | GRID SI ON MINI BOX | ICS | PRO INT | . |  | INT 0273 | 5414823240874 | B | IP20 | LED Technology | . | . | . | .
202 79 11 ED8 W | MINIGRID ON 150 BOX DIM8 W | 195.48 | . | GRID SNAP IN | GRID SI ON MINI BOX | ICS | PRO INT | . |  | INT 0273 | 5414823240881 | W | IP20 | LED Technology | . | . | . | .
202 79 02 ED8 B | MINIGRID ON 235 BOX DIM8 B | 292.81 | . | GRID SNAP IN | GRID SI ON MINI BOX | ICS | PRO INT | . |  | INT 0273 | 5414823185656 | B | IP20 | LED Technology | . | . | . | .
202 79 02 ED8 W | MINIGRID ON 235 BOX DIM8 W | 292.81 | . | GRID SNAP IN | GRID SI ON MINI BOX | ICS | PRO INT | . |  | INT 0273 | 5414823185663 | W | IP20 | LED Technology | . | . | . | .
202 79 12 ED8 B | MINIGRID ON 250 BOX DIM8 B | 275.24 | . | GRID SNAP IN | GRID SI ON MINI BOX | ICS | PRO INT | . |  | INT 0273 | 5414823240898 | B | IP20 | LED Technology | . | . | . | .
202 79 12 ED8 W | MINIGRID ON 250 BOX DIM8 W | 275.24 | . | GRID SNAP IN | GRID SI ON MINI BOX | ICS | PRO INT | . |  | INT 0273 | 5414823240904 | W | IP20 | LED Technology | . | . | . | .
202 79 03 ED8 B | MINIGRID ON 335 BOX DIM8 B | 377.67 | . | GRID SNAP IN | GRID SI ON MINI BOX | ICS | PRO INT | . |  | INT 0273 | 5414823185694 | B | IP20 | LED Technology | . | . | . | .
202 79 03 ED8 W | MINIGRID ON 335 BOX DIM8 W | 377.67 | . | GRID SNAP IN | GRID SI ON MINI BOX | ICS | PRO INT | . |  | INT 0273 | 5414823185700 | W | IP20 | LED Technology | . | . | . | .
202 79 13 ED8 B | MINIGRID ON 350 BOX DIM8 B | 354.05 | . | GRID SNAP IN | GRID SI ON MINI BOX | ICS | PRO INT | . |  | INT 0273 | 5414823240911 | B | IP20 | LED Technology | . | . | . | .
202 79 13 ED8 W | MINIGRID ON 350 BOX DIM8 W | 354.05 | . | GRID SNAP IN | GRID SI ON MINI BOX | ICS | PRO INT | . |  | INT 0273 | 5414823240928 | W | IP20 | LED Technology | . | . | . | .
415 95 63 | GYN 1 FRAME | 60.88 | . | GYN SNAP-IN | GYN FRAME | ICR | PRO INT | . |  | INT 0043 | 5414823211157 | . | . | . | . | . | . | .
23710 0010 | GYN D 1 FRAME | 86.01 | . | GYN SNAP-IN | GYN FRAME D | ICR | PRO INT | Æ |  | INT 0043 | 5414823310218 | . | . | . | . | . | . | .
415 95 79 | GYN OK 1 FRAME | 69.41 | . | GYN SNAP-IN | GYN FRAME OK | ICR | PRO INT | . |  | INT 0043 | 5414823211164 | . | . | . | . | . | . | .
23712 0020 | GYN W M FRAME | 178.07 | . | GYN SNAP-IN | GYN FRAME W | IWR | PRO INT | Æ |  | INT 0501 | 5414823304866 | . | . | . | . | . | . | .
23712 0010 | GYN W S FRAME | 129.91 | . | GYN SNAP-IN | GYN FRAME W | IWR | PRO INT | Æ |  | INT 0501 | 5414823304859 | . | . | . | . | . | . | .
415 411 811 921 W | GYN SNAP-IN 92718 W | 135.53 | . | GYN SNAP-IN | GYN SI | ICR | PRO INT | . |  | INT 0043 | 5414823252686 | W | IP20 | LED Technology | 2700K | 90 | 18 | .
415 411 811 922 W | GYN SNAP-IN 92733 W | 135.53 | . | GYN SNAP-IN | GYN SI | ICR | PRO INT | . |  | INT 0043 | 5414823252693 | W | IP20 | LED Technology | 2700K | 90 | 33 | .
415 411 811 931 W | GYN SNAP-IN 93018 W | 135.53 | . | GYN SNAP-IN | GYN SI | ICR | PRO INT | . |  | INT 0043 | 5414823252709 | W | IP20 | LED Technology | 3000K | 90 | 18 | .
415 411 811 932 W | GYN SNAP-IN 93033 W | 135.53 | . | GYN SNAP-IN | GYN SI | ICR | PRO INT | . |  | INT 0043 | 5414823230509 | W | IP20 | LED Technology | 3000K | 90 | 33 | .
415 411 1902 W | GYN SNAP-IN 9-SOFT DIM W | 186.91 | . | GYN SNAP-IN | GYN SI | ICR | PRO INT | . |  | INT 0043 | 5414823252679 | W | IP20 | LED Technology | 2700>1800 | 90 | 40 | .
23711 9220 W | GYN D SNAP-IN 92733 W | 103.55 | . | GYN SNAP-IN | GYN SI D | ICR | PRO INT | Æ |  | INT 0043 | 5414823310225 | W | IP20 | LED Technology | 2700K | 90 | 33 | .
23711 9320 W | GYN D SNAP-IN 93033 W | 103.55 | . | GYN SNAP-IN | GYN SI D | ICR | PRO INT | Æ |  | INT 0043 | 5414823310232 | W | IP20 | LED Technology | 3000K | 90 | 33 | .
415 412 811 921 W | GYN OK SNAP-IN 92718 W | 170.11 | . | GYN SNAP-IN | GYN SI OK | ICR | PRO INT | . |  | INT 0043 | 5414823252723 | W | IP20 | LED Technology | 2700K | 90 | 18 | .
415 412 811 922 W | GYN OK SNAP-IN 92733 W | 170.11 | . | GYN SNAP-IN | GYN SI OK | ICR | PRO INT | . |  | INT 0043 | 5414823252730 | W | IP20 | LED Technology | 2700K | 90 | 33 | .
415 412 811 931 W | GYN OK SNAP-IN 93018 W | 170.11 | . | GYN SNAP-IN | GYN SI OK | ICR | PRO INT | . |  | INT 0043 | 5414823252747 | W | IP20 | LED Technology | 3000K | 90 | 18 | .
415 412 811 932 W | GYN OK SNAP-IN 93033 W | 170.11 | . | GYN SNAP-IN | GYN SI OK | ICR | PRO INT | . |  | INT 0043 | 5414823252754 | W | IP20 | LED Technology | 3000K | 90 | 33 | .
415 412 1902 W | GYN OK SNAP-IN 9-SOFT DIM W | 221.48 | . | GYN SNAP-IN | GYN SI OK | ICR | PRO INT | . |  | INT 0043 | 5414823252716 | W | IP20 | LED Technology | 2700>1800 | 90 | 40 | .
23714 9200 | GYN W M SNAP-IN 927 | 92.97 | . | GYN SNAP-IN | GYN SI W | IWR | PRO INT | Æ |  | INT 0501 | 5414823305337 | . | IP20 | LED Technology | 2700K | 90 | . | .
23714 9300 | GYN W M SNAP-IN 930 | 92.97 | . | GYN SNAP-IN | GYN SI W | IWR | PRO INT | Æ |  | INT 0501 | 5414823305344 | . | IP20 | LED Technology | 3000K | 90 | . | .
23713 9200 | GYN W S SNAP-IN 927 | 60.3 | . | GYN SNAP-IN | GYN SI W | IWR | PRO INT | Æ |  | INT 0501 | 5414823305313 | . | IP20 | LED Technology | 2700K | 90 | . | .
23713 9300 | GYN W S SNAP-IN 930 | 60.3 | . | GYN SNAP-IN | GYN SI W | IWR | PRO INT | Æ |  | INT 0501 | 5414823305320 | . | IP20 | LED Technology | 3000K | 90 | . | .
202 04 32 A | HELI 1 LED WW A | 103.49 | . | HELI | HELI 1 | IWR | COM INT | . |  | INT 0497 | 5414823143960 | A | IP40 | LED Technology | 3000K | 80 | . | .
202 04 32 W | HELI 1 LED WW W | 103.49 | . | HELI | HELI 1 | IWR | COM INT | . |  | INT 0497 | 5414823143977 | W | IP40 | LED Technology | 3000K | 80 | . | .
202 04 14 A | HELI 1 SCREEN LED NW A | 102.67 | . | HELI | HELI 1 | IWR | COM INT | . |  | INT 0497 | 5414823115264 | A | IP20 | LED Technology | 4000K | 80 | . | .
202 04 14 W | HELI 1 SCREEN LED NW W | 102.67 | . | HELI | HELI 1 | IWR | COM INT | . |  | INT 0497 | 5414823113505 | W | IP20 | LED Technology | 4000K | 80 | . | .
202 04 12 A | HELI 1 SCREEN LED WW A | 102.67 | . | HELI | HELI 1 | IWR | COM INT | . |  | INT 0497 | 5414823110658 | A | IP20 | LED Technology | 3000K | 80 | . | .
202 04 12 W | HELI 1 SCREEN LED WW W | 102.67 | . | HELI | HELI 1 | IWR | COM INT | . |  | INT 0497 | 5414823110665 | W | IP20 | LED Technology | 3000K | 80 | . | .
202 04 24 A | HELI X SCREEN LED NW A | 211.81 | . | HELI | HELI X | EWR | COM EXT | . |  | EXT 0929 | 5414823138362 | A | IP54 | LED Technology | 4000K | 80 | . | .
202 04 24 N | HELI X SCREEN LED NW N | 211.81 | . | HELI | HELI X | EWR | COM EXT | . |  | EXT 0929 | 5414823139604 | N | IP54 | LED Technology | 4000K | 80 | . | .
202 04 22 A | HELI X SCREEN LED WW A | 211.81 | . | HELI | HELI X | EWR | COM EXT | . |  | EXT 0929 | 5414823138386 | A | IP54 | LED Technology | 3000K | 80 | . | .
202 04 22 N | HELI X SCREEN LED WW N | 211.81 | . | HELI | HELI X | EWR | COM EXT | . |  | EXT 0929 | 5414823139611 | N | IP54 | LED Technology | 3000K | 80 | . | .
202 914 929 | PUT LED CENTER 92706 | 200.04 | . | HOLE IN ONE | HOLE IN ONE | ICR | PRO INT | . |  | INT 0145 | 5414823241413 | . | IP20 | LED Technology | 2700K | 90 | 6 | .
202 912 811 929 | PUT LED CENTER 92720 | 134.82 | . | HOLE IN ONE | HOLE IN ONE | ICR | PRO INT | . |  | INT 0145 | 5414823241376 | . | IP20 | LED Technology | 2700K | 90 | 20 | .
202 914 939 | PUT LED CENTER 93006 | 200.04 | . | HOLE IN ONE | HOLE IN ONE | ICR | PRO INT | . |  | INT 0145 | 5414823241420 | . | IP20 | LED Technology | 3000K | 90 | 6 | .
202 912 811 939 | PUT LED CENTER 93020 | 134.82 | . | HOLE IN ONE | HOLE IN ONE | ICR | PRO INT | . |  | INT 0145 | 5414823241383 | . | IP20 | LED Technology | 3000K | 90 | 20 | .
202 913 929 | PUT LED MAGNETIC 92706 | 218.6 | . | HOLE IN ONE | HOLE IN ONE | ICR | PRO INT | . |  | INT 0145 | 5414823241390 | . | IP20 | LED Technology | 2700K | 90 | 6 | .
202 911 811 929 | PUT LED MAGNETIC 92720 | 164.55 | . | HOLE IN ONE | HOLE IN ONE | ICR | PRO INT | . |  | INT 0145 | 5414823241352 | . | IP20 | LED Technology | 2700K | 90 | 20 | .
202 913 939 | PUT LED MAGNETIC 93006 | 218.6 | . | HOLE IN ONE | HOLE IN ONE | ICR | PRO INT | . |  | INT 0145 | 5414823241406 | . | IP20 | LED Technology | 3000K | 90 | 6 | .
202 911 811 939 | PUT LED MAGNETIC 93020 | 164.55 | . | HOLE IN ONE | HOLE IN ONE | ICR | PRO INT | . |  | INT 0145 | 5414823241369 | . | IP20 | LED Technology | 3000K | 90 | 20 | .
12817 9220 | PUT S6 MAGNETIC 92724 | 176.95 | . | HOLE IN ONE | HOLE IN ONE | ICR | PRO INT | Æ |  | INT 0147 | 5414823313387 | . | IP20 | LED Technology | 2700K | 90 | 24 | .
12817 9230 | PUT S6 MAGNETIC 92740 | 176.95 | . | HOLE IN ONE | HOLE IN ONE | ICR | PRO INT | Æ |  | INT 0147 | 5414823313394 | . | IP20 | LED Technology | 2700K | 90 | 40 | .
12817 9320 | PUT S6 MAGNETIC 93024 | 176.95 | . | HOLE IN ONE | HOLE IN ONE | ICR | PRO INT | Æ |  | INT 0147 | 5414823313400 | . | IP20 | LED Technology | 3000K | 90 | 24 | .
12817 9330 | PUT S6 MAGNETIC 93040 | 176.95 | . | HOLE IN ONE | HOLE IN ONE | ICR | PRO INT | Æ |  | INT 0147 | 5414823312922 | . | IP20 | LED Technology | 3000K | 90 | 40 | .
12819 9210 | PUT S8 MAGNETIC 92715 | 206.66 | . | HOLE IN ONE | HOLE IN ONE | ICR | PRO INT | Æ |  | INT 0147 | 5414823313424 | . | IP20 | LED Technology | 2700K | 90 | 15 | .
12819 9220 | PUT S8 MAGNETIC 92725 | 206.66 | . | HOLE IN ONE | HOLE IN ONE | ICR | PRO INT | Æ |  | INT 0147 | 5414823313431 | . | IP20 | LED Technology | 2700K | 90 | 25 | .
12819 9230 | PUT S8 MAGNETIC 92735 | 206.66 | . | HOLE IN ONE | HOLE IN ONE | ICR | PRO INT | Æ |  | INT 0147 | 5414823313448 | . | IP20 | LED Technology | 2700K | 90 | 35 | .
12819 9310 | PUT S8 MAGNETIC 93015 | 206.66 | . | HOLE IN ONE | HOLE IN ONE | ICR | PRO INT | Æ |  | INT 0147 | 5414823313455 | . | IP20 | LED Technology | 3000K | 90 | 15 | .
12819 9320 | PUT S8 MAGNETIC 93025 | 206.66 | . | HOLE IN ONE | HOLE IN ONE | ICR | PRO INT | Æ |  | INT 0147 | 5414823313462 | . | IP20 | LED Technology | 3000K | 90 | 25 | .
12819 9330 | PUT S8 MAGNETIC 93035 | 206.66 | . | HOLE IN ONE | HOLE IN ONE | ICR | PRO INT | Æ |  | INT 0147 | 5414823313479 | . | IP20 | LED Technology | 3000K | 90 | 35 | .
202 91 97 01 | HOLE IN ONE R15 LED | 208.97 | . | HOLE IN ONE | HOLE IN ONE BOX | ICR | PRO INT | . |  | INT 0145 | 5414823241338 | . | . | . | . | . | . | .
202 91 97 11 | HOLE IN ONE S15 LED | 243.95 | . | HOLE IN ONE | HOLE IN ONE BOX | ICR | PRO INT | . |  | INT 0145 | 5414823241345 | . | . | . | . | . | . | .
12816 0000 | HOLE IN ONE S6 | 154.37 | . | HOLE IN ONE | HOLE IN ONE BOX | ICR | PRO INT | Æ |  | INT 0147 | 5414823313370 | . | . | . | . | . | . | .
12818 0000 | HOLE IN ONE S8 | 196.86 | . | HOLE IN ONE | HOLE IN ONE BOX | ICR | PRO INT | Æ |  | INT 0147 | 5414823313417 | . | . | . | . | . | . | .
286 65 27 B | HUSK B | 479.47 | . | HUSK | HUSK | ICP | PRO INT | . |  | INT 0445 | 5414823109416 | B | IP20 | Compact fluorescent | . | . | . | .
286 65 27 W | HUSK W | 439.47 | . | HUSK | HUSK | ICP | PRO INT | . |  | INT 0445 | 5414823113338 | W | IP20 | Compact fluorescent | . | . | . | .
24213 0060 | iMAX II GLASS SBL | 30.17 | . | IMAX | IMAX II ACC | LA | PRO INT | Æ |  | LEFT | 5414823310973 | . | . | . | . | . | . | 400 03 05
24213 0050 B | iMAX II HONEYCOMB B | 16.32 | . | IMAX | IMAX II ACC | LA | PRO INT | Æ |  | LEFT | 5414823311383 | B | . | . | . | . | . | 400 03 01 B
24213 0070 | iMAX II LINEAR SPREAD LENS | 29.78 | . | IMAX | IMAX II ACC | LA | PRO INT | Æ |  | LEFT | 5414823310980 | . | . | . | . | . | . | 400 03 02
24213 0090 | iMAX II SOFTENING LENS | 28.06 | . | IMAX | IMAX II ACC | LA | PRO INT | Æ |  | LEFT | 5414823312359 | . | . | . | . | . | . | 400 03 04
24213 0100 | iMAX II SPREAD LENS | 28.06 | . | IMAX | IMAX II ACC | LA | PRO INT | Æ |  | LEFT | 5414823319563 | . | . | . | . | . | . | 400 03 03
24213 0010 B | iMAX II TUBE ROUND B | 23.21 | . | IMAX | IMAX II ACC | LA | PRO INT | Æ |  | RIGHT | 5414823307201 | B | . | . | . | . | . | 400 00 11 B-B, 400 00 11 W-B
24213 0040 B | iMAX II TUBE ROUND IP B | 32.18 | . | IMAX | IMAX II ACC | LA | PRO INT | Æ |  | RIGHT | 5414823307232 | B | IP43/20 | . | . | . | . | 400 00 21 B-B, 400 00 21 W-B
24213 0040 MMAT | iMAX II TUBE ROUND IP MMAT | 37.12 | . | IMAX | IMAX II ACC | LA | PRO INT | Æ |  | RIGHT | 5414823307249 | MMAT | IP43/20 | . | . | . | . | 400 00 21 B-MMAT, 400 00 21 W-MMAT
24213 0040 W | iMAX II TUBE ROUND IP W | 32.18 | . | IMAX | IMAX II ACC | LA | PRO INT | Æ |  | RIGHT | 5414823307256 | W | IP43/20 | . | . | . | . | 400 00 21 W-W
24213 0010 MMAT | iMAX II TUBE ROUND MMAT | 30.07 | . | IMAX | IMAX II ACC | LA | PRO INT | Æ |  | RIGHT | 5414823307218 | MMAT | . | . | . | . | . | 400 00 11 B-MMAT, 400 00 11 W-MMAT
24213 0020 B | iMAX II TUBE ROUND TRIMLESS B | 52.66 | . | IMAX | IMAX II ACC | LA | PRO INT | Æ |  | RIGHT | 5414823307263 | B | . | . | . | . | . | 400 00 30 B
24213 0020 MMAT | iMAX II TUBE ROUND TRIMLESS MMAT | 57.91 | . | IMAX | IMAX II ACC | LA | PRO INT | Æ |  | RIGHT | 5414823307287 | MMAT | . | . | . | . | . | 400 00 30 MMAT
24213 0020 W | iMAX II TUBE ROUND TRIMLESS W | 52.66 | . | IMAX | IMAX II ACC | LA | PRO INT | Æ |  | RIGHT | 5414823307270 | W | . | . | . | . | . | 400 00 30 W
24213 0010 W | iMAX II TUBE ROUND W | 23.21 | . | IMAX | IMAX II ACC | LA | PRO INT | Æ |  | RIGHT | 5414823307225 | W | . | . | . | . | . | 400 00 11 W-W
24213 0080 B | iMAX II TUBE SQUARE B | 41.51 | . | IMAX | IMAX II ACC | LA | PRO INT | Æ |  | RIGHT | 5414823319532 | B | . | . | . | . | . | 400 00 55 B-B, 400 00 55 W-B
24213 0080 MMAT | iMAX II TUBE SQUARE MMAT | 41.51 | . | IMAX | IMAX II ACC | LA | PRO INT | Æ |  | RIGHT | 5414823319549 | MMAT | . | . | . | . | . | 400 00 55 B-MMAT, 400 00 55 W-MMAT
24213 0030 B | iMAX II TUBE SQUARE TRIMLESS B | 53.24 | . | IMAX | IMAX II ACC | LA | PRO INT | Æ |  | RIGHT | 5414823307294 | B | . | . | . | . | . | 400 00 35 B
24213 0030 MMAT | iMAX II TUBE SQUARE TRIMLESS MMAT | 57.42 | . | IMAX | IMAX II ACC | LA | PRO INT | Æ |  | RIGHT | 5414823307317 | MMAT | . | . | . | . | . | 400 00 35 MMAT
24213 0030 W | iMAX II TUBE SQUARE TRIMLESS W | 53.24 | . | IMAX | IMAX II ACC | LA | PRO INT | Æ |  | RIGHT | 5414823307300 | W | . | . | . | . | . | 400 00 35 W
24213 0080 W | iMAX II TUBE SQUARE W | 41.51 | . | IMAX | IMAX II ACC | LA | PRO INT | Æ |  | RIGHT | 5414823319556 | W | . | . | . | . | . | 400 00 55 W-W
24212 9020 B | iMAX II ROUND ADJUSTABLE 9-SOFT B | 287.38 | . | IMAX | IMAX II ADJUSTABLE | ICR | PRO INT | Æ |  | INT 0015 | 5414823312298 | B | IP20 | LED Technology | 2700-1800 | 90 | 40 | .
24212 9020 W | iMAX II ROUND ADJUSTABLE 9-SOFT W | 287.38 | . | IMAX | IMAX II ADJUSTABLE | ICR | PRO INT | Æ |  | INT 0015 | 5414823309250 | W | IP20 | LED Technology | 2700-1800 | 90 | 40 | 402 31 1902, 401 31 1902
24210 9210 B | iMAX II ROUND ADJUSTABLE LP 92712 B | 200.04 | . | IMAX | IMAX II ADJUSTABLE | ICR | PRO INT | Æ |  | INT 0015 | 5414823323317 | B | IP20 | LED Technology | 2700K | 90 | 12 | .
24210 9210 W | iMAX II ROUND ADJUSTABLE LP 92712 W | 200.04 | . | IMAX | IMAX II ADJUSTABLE | ICR | PRO INT | Æ |  | INT 0015 | 5414823323324 | W | IP20 | LED Technology | 2700K | 90 | 12 | 402 22 02 929, 401 22 02 929
24210 9220 B | iMAX II ROUND ADJUSTABLE LP 92720 B | 200.04 | . | IMAX | IMAX II ADJUSTABLE | ICR | PRO INT | Æ |  | INT 0015 | 5414823323331 | B | IP20 | LED Technology | 2700K | 90 | 20 | .
24210 9220 W | iMAX II ROUND ADJUSTABLE LP 92720 W | 200.04 | . | IMAX | IMAX II ADJUSTABLE | ICR | PRO INT | Æ |  | INT 0015 | 5414823323348 | W | IP20 | LED Technology | 2700K | 90 | 20 | 402 01 811 922, 401 01 811 922
24210 9230 B | iMAX II ROUND ADJUSTABLE LP 92733 B | 200.04 | . | IMAX | IMAX II ADJUSTABLE | ICR | PRO INT | Æ |  | INT 0015 | 5414823323355 | B | IP20 | LED Technology | 2700K | 90 | 33 | .
24210 9230 W | iMAX II ROUND ADJUSTABLE LP 92733 W | 200.04 | . | IMAX | IMAX II ADJUSTABLE | ICR | PRO INT | Æ |  | INT 0015 | 5414823323362 | W | IP20 | LED Technology | 2700K | 90 | 33 | 402 01 811 923, 401 01 811 923
24210 9310 B | iMAX II ROUND ADJUSTABLE LP 93012 B | 200.04 | . | IMAX | IMAX II ADJUSTABLE | ICR | PRO INT | Æ |  | INT 0015 | 5414823310119 | B | IP20 | LED Technology | 3000K | 90 | 12 | .
24210 9310 W | iMAX II ROUND ADJUSTABLE LP 93012 W | 200.04 | . | IMAX | IMAX II ADJUSTABLE | ICR | PRO INT | Æ |  | INT 0015 | 5414823312267 | W | IP20 | LED Technology | 3000K | 90 | 12 | 402 22 02 939, 401 22 02 939
24210 9320 B | iMAX II ROUND ADJUSTABLE LP 93020 B | 200.04 | . | IMAX | IMAX II ADJUSTABLE | ICR | PRO INT | Æ |  | INT 0015 | 5414823323379 | B | IP20 | LED Technology | 3000K | 90 | 20 | .
24210 9320 W | iMAX II ROUND ADJUSTABLE LP 93020 W | 200.04 | . | IMAX | IMAX II ADJUSTABLE | ICR | PRO INT | Æ |  | INT 0015 | 5414823309236 | W | IP20 | LED Technology | 3000K | 90 | 20 | 402 01 811 932, 401 01 811 932
24210 9330 B | iMAX II ROUND ADJUSTABLE LP 93033 B | 200.04 | . | IMAX | IMAX II ADJUSTABLE | ICR | PRO INT | Æ |  | INT 0015 | 5414823323386 | B | IP20 | LED Technology | 3000K | 90 | 33 | .
24210 9330 W | iMAX II ROUND ADJUSTABLE LP 93033 W | 200.04 | . | IMAX | IMAX II ADJUSTABLE | ICR | PRO INT | Æ |  | INT 0015 | 5414823311864 | W | IP20 | LED Technology | 3000K | 90 | 33 | 402 01 811 933, 401 01 811 933
24211 9210 B | iMAX II ROUND ADJUSTABLE MP 92718 B | 224.63 | . | IMAX | IMAX II ADJUSTABLE | ICR | PRO INT | Æ |  | INT 0015 | 5414823323393 | B | IP20 | LED Technology | 2700K | 90 | 18 | .
24211 9210 W | iMAX II ROUND ADJUSTABLE MP 92718 W | 224.63 | . | IMAX | IMAX II ADJUSTABLE | ICR | PRO INT | Æ |  | INT 0015 | 5414823323409 | W | IP20 | LED Technology | 2700K | 90 | 18 | .
24211 9220 B | iMAX II ROUND ADJUSTABLE MP 92726 B | 224.63 | . | IMAX | IMAX II ADJUSTABLE | ICR | PRO INT | Æ |  | INT 0015 | 5414823323416 | B | IP20 | LED Technology | 2700K | 90 | 26 | .
24211 9220 W | iMAX II ROUND ADJUSTABLE MP 92726 W | 224.63 | . | IMAX | IMAX II ADJUSTABLE | ICR | PRO INT | Æ |  | INT 0015 | 5414823311208 | W | IP20 | LED Technology | 2700K | 90 | 26 | 402 01 21 921, 401 01 21 921
24211 9230 B | iMAX II ROUND ADJUSTABLE MP 92739 B | 224.63 | . | IMAX | IMAX II ADJUSTABLE | ICR | PRO INT | Æ |  | INT 0015 | 5414823309243 | B | IP20 | LED Technology | 2700K | 90 | 39 | .
24211 9230 W | iMAX II ROUND ADJUSTABLE MP 92739 W | 224.63 | . | IMAX | IMAX II ADJUSTABLE | ICR | PRO INT | Æ |  | INT 0015 | 5414823323423 | W | IP20 | LED Technology | 2700K | 90 | 39 | 402 01 21 922, 401 01 21 922
24211 9310 B | iMAX II ROUND ADJUSTABLE MP 93018 B | 224.63 | . | IMAX | IMAX II ADJUSTABLE | ICR | PRO INT | Æ |  | INT 0015 | 5414823312274 | B | IP20 | LED Technology | 3000K | 90 | 18 | .
24211 9310 W | iMAX II ROUND ADJUSTABLE MP 93018 W | 224.63 | . | IMAX | IMAX II ADJUSTABLE | ICR | PRO INT | Æ |  | INT 0015 | 5414823323430 | W | IP20 | LED Technology | 3000K | 90 | 18 | .
24211 9320 B | iMAX II ROUND ADJUSTABLE MP 93026 B | 224.63 | . | IMAX | IMAX II ADJUSTABLE | ICR | PRO INT | Æ |  | INT 0015 | 5414823323447 | B | IP20 | LED Technology | 3000K | 90 | 26 | .
24211 9320 W | iMAX II ROUND ADJUSTABLE MP 93026 W | 224.63 | . | IMAX | IMAX II ADJUSTABLE | ICR | PRO INT | Æ |  | INT 0015 | 5414823310126 | W | IP20 | LED Technology | 3000K | 90 | 26 | 402 01 21 931, 401 01 21 931
24211 9330 B | iMAX II ROUND ADJUSTABLE MP 93039 B | 224.63 | . | IMAX | IMAX II ADJUSTABLE | ICR | PRO INT | Æ |  | INT 0015 | 5414823311871 | B | IP20 | LED Technology | 3000K | 90 | 39 | .
24211 9330 W | iMAX II ROUND ADJUSTABLE MP 93039 W | 224.63 | . | IMAX | IMAX II ADJUSTABLE | ICR | PRO INT | Æ |  | INT 0015 | 5414823312281 | W | IP20 | LED Technology | 3000K | 90 | 39 | 402 01 21 932, 401 01 21 932
24219 9020 B | iMAX II SQUARE ADJUSTABLE 9-SOFT B | 322 | . | IMAX | IMAX II ADJUSTABLE | ICR | PRO INT | Æ |  | INT 0017 | 5414823319815 | B | IP20 | LED Technology | 2700-1800 | 90 | 40 | .
24219 9020 W | iMAX II SQUARE ADJUSTABLE 9-SOFT W | 322 | . | IMAX | IMAX II ADJUSTABLE | ICR | PRO INT | Æ |  | INT 0017 | 5414823319822 | W | IP20 | LED Technology | 2700-1800 | 90 | 40 | .
24217 9210 B | iMAX II SQUARE ADJUSTABLE LP 92712 B | 225.02 | . | IMAX | IMAX II ADJUSTABLE | ICR | PRO INT | Æ |  | INT 0017 | 5414823319570 | B | IP20 | LED Technology | 2700K | 90 | 12 | .
24217 9210 W | iMAX II SQUARE ADJUSTABLE LP 92712 W | 225.02 | . | IMAX | IMAX II ADJUSTABLE | ICR | PRO INT | Æ |  | INT 0017 | 5414823319587 | W | IP20 | LED Technology | 2700K | 90 | 12 | .
24217 9220 B | iMAX II SQUARE ADJUSTABLE LP 92720 B | 225.02 | . | IMAX | IMAX II ADJUSTABLE | ICR | PRO INT | Æ |  | INT 0017 | 5414823319594 | B | IP20 | LED Technology | 2700K | 90 | 20 | .
24217 9220 W | iMAX II SQUARE ADJUSTABLE LP 92720 W | 225.02 | . | IMAX | IMAX II ADJUSTABLE | ICR | PRO INT | Æ |  | INT 0017 | 5414823319600 | W | IP20 | LED Technology | 2700K | 90 | 20 | .
24217 9230 B | iMAX II SQUARE ADJUSTABLE LP 92733 B | 225.02 | . | IMAX | IMAX II ADJUSTABLE | ICR | PRO INT | Æ |  | INT 0017 | 5414823319617 | B | IP20 | LED Technology | 2700K | 90 | 33 | .
24217 9230 W | iMAX II SQUARE ADJUSTABLE LP 92733 W | 225.02 | . | IMAX | IMAX II ADJUSTABLE | ICR | PRO INT | Æ |  | INT 0017 | 5414823319624 | W | IP20 | LED Technology | 2700K | 90 | 33 | .
24217 9310 B | iMAX II SQUARE ADJUSTABLE LP 93012 B | 225.02 | . | IMAX | IMAX II ADJUSTABLE | ICR | PRO INT | Æ |  | INT 0017 | 5414823319631 | B | IP20 | LED Technology | 3000K | 90 | 12 | .
24217 9310 W | iMAX II SQUARE ADJUSTABLE LP 93012 W | 225.02 | . | IMAX | IMAX II ADJUSTABLE | ICR | PRO INT | Æ |  | INT 0017 | 5414823319648 | W | IP20 | LED Technology | 3000K | 90 | 12 | .
24217 9320 B | iMAX II SQUARE ADJUSTABLE LP 93020 B | 225.02 | . | IMAX | IMAX II ADJUSTABLE | ICR | PRO INT | Æ |  | INT 0017 | 5414823319655 | B | IP20 | LED Technology | 3000K | 90 | 20 | .
24217 9320 W | iMAX II SQUARE ADJUSTABLE LP 93020 W | 225.02 | . | IMAX | IMAX II ADJUSTABLE | ICR | PRO INT | Æ |  | INT 0017 | 5414823319662 | W | IP20 | LED Technology | 3000K | 90 | 20 | .
24217 9330 B | iMAX II SQUARE ADJUSTABLE LP 93033 B | 225.02 | . | IMAX | IMAX II ADJUSTABLE | ICR | PRO INT | Æ |  | INT 0017 | 5414823319679 | B | IP20 | LED Technology | 3000K | 90 | 33 | .
24217 9330 W | iMAX II SQUARE ADJUSTABLE LP 93033 W | 225.02 | . | IMAX | IMAX II ADJUSTABLE | ICR | PRO INT | Æ |  | INT 0017 | 5414823319686 | W | IP20 | LED Technology | 3000K | 90 | 33 | .
24218 9210 B | iMAX II SQUARE ADJUSTABLE MP 92718 B | 246.08 | . | IMAX | IMAX II ADJUSTABLE | ICR | PRO INT | Æ |  | INT 0017 | 5414823319693 | B | IP20 | LED Technology | 2700K | 90 | 18 | .
24218 9210 W | iMAX II SQUARE ADJUSTABLE MP 92718 W | 246.08 | . | IMAX | IMAX II ADJUSTABLE | ICR | PRO INT | Æ |  | INT 0017 | 5414823319709 | W | IP20 | LED Technology | 2700K | 90 | 18 | .
24218 9220 B | iMAX II SQUARE ADJUSTABLE MP 92726 B | 246.08 | . | IMAX | IMAX II ADJUSTABLE | ICR | PRO INT | Æ |  | INT 0017 | 5414823319716 | B | IP20 | LED Technology | 2700K | 90 | 26 | .
24218 9220 W | iMAX II SQUARE ADJUSTABLE MP 92726 W | 246.08 | . | IMAX | IMAX II ADJUSTABLE | ICR | PRO INT | Æ |  | INT 0017 | 5414823319723 | W | IP20 | LED Technology | 2700K | 90 | 26 | .
24218 9230 B | iMAX II SQUARE ADJUSTABLE MP 92739 B | 246.08 | . | IMAX | IMAX II ADJUSTABLE | ICR | PRO INT | Æ |  | INT 0017 | 5414823319730 | B | IP20 | LED Technology | 2700K | 90 | 39 | .
24218 9230 W | iMAX II SQUARE ADJUSTABLE MP 92739 W | 246.08 | . | IMAX | IMAX II ADJUSTABLE | ICR | PRO INT | Æ |  | INT 0017 | 5414823319747 | W | IP20 | LED Technology | 2700K | 90 | 39 | .
24218 9310 B | iMAX II SQUARE ADJUSTABLE MP 93018 B | 246.08 | . | IMAX | IMAX II ADJUSTABLE | ICR | PRO INT | Æ |  | INT 0017 | 5414823319754 | B | IP20 | LED Technology | 3000K | 90 | 18 | .
24218 9310 W | iMAX II SQUARE ADJUSTABLE MP 93018 W | 246.08 | . | IMAX | IMAX II ADJUSTABLE | ICR | PRO INT | Æ |  | INT 0017 | 5414823319761 | W | IP20 | LED Technology | 3000K | 90 | 18 | .
24218 9320 B | iMAX II SQUARE ADJUSTABLE MP 93026 B | 246.08 | . | IMAX | IMAX II ADJUSTABLE | ICR | PRO INT | Æ |  | INT 0017 | 5414823319778 | B | IP20 | LED Technology | 3000K | 90 | 26 | .
24218 9320 W | iMAX II SQUARE ADJUSTABLE MP 93026 W | 246.08 | . | IMAX | IMAX II ADJUSTABLE | ICR | PRO INT | Æ |  | INT 0017 | 5414823319785 | W | IP20 | LED Technology | 3000K | 90 | 26 | .
24218 9330 B | iMAX II SQUARE ADJUSTABLE MP 93039 B | 246.08 | . | IMAX | IMAX II ADJUSTABLE | ICR | PRO INT | Æ |  | INT 0017 | 5414823319792 | B | IP20 | LED Technology | 3000K | 90 | 39 | .
24218 9330 W | iMAX II SQUARE ADJUSTABLE MP 93039 W | 246.08 | . | IMAX | IMAX II ADJUSTABLE | ICR | PRO INT | Æ |  | INT 0017 | 5414823319808 | W | IP20 | LED Technology | 3000K | 90 | 39 | .
24216 9020 | iMAX II ADJUSTABLE TRIMLESS 9-SOFT | 268.58 | . | IMAX | IMAX II ADJUSTABLE TRIMLESS | ICR | PRO INT | Æ |  | INT 0019 | 5414823309274 | . | IP20 | LED Technology | 2700-1800 | 90 | 40 | 403 31 1902
24214 9210 | iMAX II ADJUSTABLE TRIMLESS LP 92712 | 171.54 | . | IMAX | IMAX II ADJUSTABLE TRIMLESS | ICR | PRO INT | Æ |  | INT 0019 | 5414823308963 | . | IP20 | LED Technology | 2700K | 90 | 12 | 403 22 02 929
24214 9220 | iMAX II ADJUSTABLE TRIMLESS LP 92720 | 171.54 | . | IMAX | IMAX II ADJUSTABLE TRIMLESS | ICR | PRO INT | Æ |  | INT 0019 | 5414823323454 | . | IP20 | LED Technology | 2700K | 90 | 20 | 403 01 811 922
24214 9230 | iMAX II ADJUSTABLE TRIMLESS LP 92733 | 171.54 | . | IMAX | IMAX II ADJUSTABLE TRIMLESS | ICR | PRO INT | Æ |  | INT 0019 | 5414823323461 | . | IP20 | LED Technology | 2700K | 90 | 33 | 403 01 811 923
24214 9310 | iMAX II ADJUSTABLE TRIMLESS LP 93012 | 171.54 | . | IMAX | IMAX II ADJUSTABLE TRIMLESS | ICR | PRO INT | Æ |  | INT 0019 | 5414823310997 | . | IP20 | LED Technology | 3000K | 90 | 12 | 403 22 02 939
24214 9320 | iMAX II ADJUSTABLE TRIMLESS LP 93020 | 171.54 | . | IMAX | IMAX II ADJUSTABLE TRIMLESS | ICR | PRO INT | Æ |  | INT 0019 | 5414823311000 | . | IP20 | LED Technology | 3000K | 90 | 20 | 403 01 811 932
24214 9330 | iMAX II ADJUSTABLE TRIMLESS LP 93033 | 171.54 | . | IMAX | IMAX II ADJUSTABLE TRIMLESS | ICR | PRO INT | Æ |  | INT 0019 | 5414823310133 | . | IP20 | LED Technology | 3000K | 90 | 33 | 403 01 811 933
24215 9210 | iMAX II ADJUSTABLE TRIMLESS MP 92718 | 193.44 | . | IMAX | IMAX II ADJUSTABLE TRIMLESS | ICR | PRO INT | Æ |  | INT 0019 | 5414823323478 | . | IP20 | LED Technology | 2700K | 90 | 18 | .
24215 9220 | iMAX II ADJUSTABLE TRIMLESS MP 92726 | 193.44 | . | IMAX | IMAX II ADJUSTABLE TRIMLESS | ICR | PRO INT | Æ |  | INT 0019 | 5414823323485 | . | IP20 | LED Technology | 2700K | 90 | 26 | 403 01 21 921
24215 9230 | iMAX II ADJUSTABLE TRIMLESS MP 92739 | 193.44 | . | IMAX | IMAX II ADJUSTABLE TRIMLESS | ICR | PRO INT | Æ |  | INT 0019 | 5414823323492 | . | IP20 | LED Technology | 2700K | 90 | 39 | 403 01 21 922
24215 9310 | iMAX II ADJUSTABLE TRIMLESS MP 93018 | 193.44 | . | IMAX | IMAX II ADJUSTABLE TRIMLESS | ICR | PRO INT | Æ |  | INT 0019 | 5414823309267 | . | IP20 | LED Technology | 3000K | 90 | 18 | .
24215 9320 | iMAX II ADJUSTABLE TRIMLESS MP 93026 | 193.44 | . | IMAX | IMAX II ADJUSTABLE TRIMLESS | ICR | PRO INT | Æ |  | INT 0019 | 5414823311635 | . | IP20 | LED Technology | 3000K | 90 | 26 | 403 01 21 931
24215 9330 | iMAX II ADJUSTABLE TRIMLESS MP 93039 | 193.44 | . | IMAX | IMAX II ADJUSTABLE TRIMLESS | ICR | PRO INT | Æ |  | INT 0019 | 5414823311642 | . | IP20 | LED Technology | 3000K | 90 | 39 | 403 01 21 932
304 05 13 A | INLET S HW A | 127.8 | . | INLET | INLET S | IWR | PRO INT | . |  | INT 0505 | 5414823113482 | A | IP20 | LED Technology | 2700K | 80 | . | .
304 05 13 W | INLET S HW W | 127.8 | . | INLET | INLET S | IWR | PRO INT | . |  | INT 0505 | 5414823113499 | W | IP20 | LED Technology | 2700K | 80 | . | .
304 05 12 A | INLET S WW A | 127.8 | . | INLET | INLET S | IWR | PRO INT | . |  | INT 0505 | 5414823052897 | A | IP20 | LED Technology | 3000K | 80 | . | .
304 05 12 W | INLET S WW W | 127.8 | . | INLET | INLET S | IWR | PRO INT | . |  | INT 0505 | 5414823052903 | W | IP20 | LED Technology | 3000K | 80 | . | .
24710 8220 B-B | JAZZY CLIP 82720 B-B | 247.91 | . | JAZZY | JAZZY CLIP | ICS | PRO INT | Æ |  | INT 0299 | 5414823320620 | B-B | IP20 | LED Technology | 2700K | 80 | 20 | .
24710 8220 FBR-B | JAZZY CLIP 82720 FBR-B | 295.04 | . | JAZZY | JAZZY CLIP | ICS | PRO INT | Æ |  | INT 0299 | 5414823320637 | FBR-B | IP20 | LED Technology | 2700K | 80 | 20 | .
24710 8220 FG-B | JAZZY CLIP 82720 FG-B | 295.04 | . | JAZZY | JAZZY CLIP | ICS | PRO INT | Æ |  | INT 0299 | 5414823320644 | FG-B | IP20 | LED Technology | 2700K | 80 | 20 | .
24710 8220 W-W | JAZZY CLIP 82720 W-W | 247.91 | . | JAZZY | JAZZY CLIP | ICS | PRO INT | Æ |  | INT 0299 | 5414823320651 | W-W | IP20 | LED Technology | 2700K | 80 | 20 | .
24710 8320 B-B | JAZZY CLIP 83020 B-B | 247.91 | . | JAZZY | JAZZY CLIP | ICS | PRO INT | Æ |  | INT 0299 | 5414823320668 | B-B | IP20 | LED Technology | 3000K | 80 | 20 | .
24710 8320 FBR-B | JAZZY CLIP 83020 FBR-B | 295.04 | . | JAZZY | JAZZY CLIP | ICS | PRO INT | Æ |  | INT 0299 | 5414823320675 | FBR-B | IP20 | LED Technology | 3000K | 80 | 20 | .
24710 8320 FG-B | JAZZY CLIP 83020 FG-B | 295.04 | . | JAZZY | JAZZY CLIP | ICS | PRO INT | Æ |  | INT 0299 | 5414823320682 | FG-B | IP20 | LED Technology | 3000K | 80 | 20 | .
24710 8320 W-W | JAZZY CLIP 83020 W-W | 247.91 | . | JAZZY | JAZZY CLIP | ICS | PRO INT | Æ |  | INT 0299 | 5414823320699 | W-W | IP20 | LED Technology | 3000K | 80 | 20 | .
24711 9230 B-B | JAZZY CLIP LP 92740 B-B | 236.66 | . | JAZZY | JAZZY CLIP | ICS | PRO INT | Æ |  | INT 0299 | 5414823320705 | B-B | IP20 | LED Technology | 2700K | 90 | 40 | .
24711 9230 FBR-B | JAZZY CLIP LP 92740 FBR-B | 283.79 | . | JAZZY | JAZZY CLIP | ICS | PRO INT | Æ |  | INT 0299 | 5414823320712 | FBR-B | IP20 | LED Technology | 2700K | 90 | 40 | .
24711 9230 FG-B | JAZZY CLIP LP 92740 FG-B | 283.79 | . | JAZZY | JAZZY CLIP | ICS | PRO INT | Æ |  | INT 0299 | 5414823320729 | FG-B | IP20 | LED Technology | 2700K | 90 | 40 | .
24711 9230 W-W | JAZZY CLIP LP 92740 W-W | 236.66 | . | JAZZY | JAZZY CLIP | ICS | PRO INT | Æ |  | INT 0299 | 5414823320736 | W-W | IP20 | LED Technology | 2700K | 90 | 40 | .
24711 9330 B-B | JAZZY CLIP LP 93040 B-B | 236.66 | . | JAZZY | JAZZY CLIP | ICS | PRO INT | Æ |  | INT 0299 | 5414823320743 | B-B | IP20 | LED Technology | 3000K | 90 | 40 | .
24711 9330 FBR-B | JAZZY CLIP LP 93040 FBR-B | 283.79 | . | JAZZY | JAZZY CLIP | ICS | PRO INT | Æ |  | INT 0299 | 5414823313080 | FBR-B | IP20 | LED Technology | 3000K | 90 | 40 | .
24711 9330 FG-B | JAZZY CLIP LP 93040 FG-B | 283.79 | . | JAZZY | JAZZY CLIP | ICS | PRO INT | Æ |  | INT 0299 | 5414823320750 | FG-B | IP20 | LED Technology | 3000K | 90 | 40 | .
24711 9330 W-W | JAZZY CLIP LP 93040 W-W | 236.66 | . | JAZZY | JAZZY CLIP | ICS | PRO INT | Æ |  | INT 0299 | 5414823320767 | W-W | IP20 | LED Technology | 3000K | 90 | 40 | .
24712 8220 B | JAZZY ON 82720 B | 250.1 | . | JAZZY | JAZZY ON | ICS | PRO INT | Æ |  | INT 0299 | 5414823320774 | B | IP20 | LED Technology | 2700K | 80 | 20 | .
24712 8220 FBR | JAZZY ON 82720 FBR | 297.23 | . | JAZZY | JAZZY ON | ICS | PRO INT | Æ |  | INT 0299 | 5414823320781 | FBR | IP20 | LED Technology | 2700K | 80 | 20 | .
24712 8220 FG | JAZZY ON 82720 FG | 297.23 | . | JAZZY | JAZZY ON | ICS | PRO INT | Æ |  | INT 0299 | 5414823320798 | FG | IP20 | LED Technology | 2700K | 80 | 20 | .
24712 8220 W | JAZZY ON 82720 W | 250.1 | . | JAZZY | JAZZY ON | ICS | PRO INT | Æ |  | INT 0299 | 5414823320804 | W | IP20 | LED Technology | 2700K | 80 | 20 | .
24712 8320 B | JAZZY ON 83020 B | 250.1 | . | JAZZY | JAZZY ON | ICS | PRO INT | Æ |  | INT 0299 | 5414823320811 | B | IP20 | LED Technology | 3000K | 80 | 20 | .
24712 8320 FBR | JAZZY ON 83020 FBR | 297.23 | . | JAZZY | JAZZY ON | ICS | PRO INT | Æ |  | INT 0299 | 5414823320828 | FBR | IP20 | LED Technology | 3000K | 80 | 20 | .
24712 8320 FG | JAZZY ON 83020 FG | 297.23 | . | JAZZY | JAZZY ON | ICS | PRO INT | Æ |  | INT 0299 | 5414823320835 | FG | IP20 | LED Technology | 3000K | 80 | 20 | .
24712 8320 W | JAZZY ON 83020 W | 250.1 | . | JAZZY | JAZZY ON | ICS | PRO INT | Æ |  | INT 0299 | 5414823320842 | W | IP20 | LED Technology | 3000K | 80 | 20 | .
24713 9230 B | JAZZY ON LP 92740 B | 238.83 | . | JAZZY | JAZZY ON | ICS | PRO INT | Æ |  | INT 0299 | 5414823320859 | B | IP20 | LED Technology | 2700K | 90 | 40 | .
24713 9230 FBR | JAZZY ON LP 92740 FBR | 285.96 | . | JAZZY | JAZZY ON | ICS | PRO INT | Æ |  | INT 0299 | 5414823320866 | FBR | IP20 | LED Technology | 2700K | 90 | 40 | .
24713 9230 FG | JAZZY ON LP 92740 FG | 285.96 | . | JAZZY | JAZZY ON | ICS | PRO INT | Æ |  | INT 0299 | 5414823320873 | FG | IP20 | LED Technology | 2700K | 90 | 40 | .
24713 9230 W | JAZZY ON LP 92740 W | 238.83 | . | JAZZY | JAZZY ON | ICS | PRO INT | Æ |  | INT 0299 | 5414823320880 | W | IP20 | LED Technology | 2700K | 90 | 40 | .
24713 9330 B | JAZZY ON LP 93040 B | 238.83 | . | JAZZY | JAZZY ON | ICS | PRO INT | Æ |  | INT 0299 | 5414823320897 | B | IP20 | LED Technology | 3000K | 90 | 40 | .
24713 9330 FBR | JAZZY ON LP 93040 FBR | 285.96 | . | JAZZY | JAZZY ON | ICS | PRO INT | Æ |  | INT 0299 | 5414823320903 | FBR | IP20 | LED Technology | 3000K | 90 | 40 | .
24713 9330 FG | JAZZY ON LP 93040 FG | 285.96 | . | JAZZY | JAZZY ON | ICS | PRO INT | Æ |  | INT 0299 | 5414823320910 | FG | IP20 | LED Technology | 3000K | 90 | 40 | .
24713 9330 W | JAZZY ON LP 93040 W | 238.83 | . | JAZZY | JAZZY ON | ICS | PRO INT | Æ |  | INT 0299 | 5414823320927 | W | IP20 | LED Technology | 3000K | 90 | 40 | .
271 511 83 | JETI L 115 | 618.44 | . | JETI | JETI L | IWS | PRO INT | . |  | INT 0463 | 5414823188787 | . | IP20 | LED Technology | 3000K | 80 | . | .
271 521 83 | JETI PLANO L 110 | 647.21 | . | JETI | JETI PLANO | ICS | PRO INT | . |  | INT 0463 | 5414823188794 | . | IP54/IP43 | LED Technology | 3000K | 80 | . | .
405 35 30 93 ED1 B | KASKADE 3DOWN DIM1 B | 825.34 | . | KASKADE | KASKADE W | IWS | PRO INT | . |  | INT 0539 | 5414823278044 | B | IP20 | LED Technology | 3000K | 90 | . | .
405 35 30 93 ED1 W | KASKADE 3DOWN DIM1 W | 825.34 | . | KASKADE | KASKADE W | IWS | PRO INT | . |  | INT 0539 | 5414823278068 | W | IP20 | LED Technology | 3000K | 90 | . | .
405 35 41 93 ED1 B | KASKADE 4DOWN - 1UP DIM1 B | 883.87 | . | KASKADE | KASKADE W | IWS | PRO INT | . |  | INT 0539 | 5414823278075 | B | IP20 | LED Technology | 3000K | 90 | . | .
405 35 41 93 ED1 W | KASKADE 4DOWN - 1UP DIM1 W | 883.87 | . | KASKADE | KASKADE W | IWS | PRO INT | . |  | INT 0539 | 5414823278099 | W | IP20 | LED Technology | 3000K | 90 | . | .
232 10 811 930 A | KIX 930 A | 494.78 | . | KIX | KIX | EWS | PRO EXT | . |  | EXT 0957 | 5414823232435 | A | IP65 | LED Technology | 3000K | 90 | 120 | .
232 10 811 930 N | KIX 930 N | 494.78 | . | KIX | KIX | EWS | PRO EXT | . |  | EXT 0957 | 5414823242144 | N | IP65 | LED Technology | 3000K | 90 | 120 | .
232 10 811 931 A | KIX 93011 A | 458.28 | . | KIX | KIX | EWS | PRO EXT | . |  | EXT 0957 | 5414823242151 | A | IP65 | LED Technology | 3000K | 90 | 11 | .
232 10 811 931 N | KIX 93011 N | 458.28 | . | KIX | KIX | EWS | PRO EXT | . |  | EXT 0957 | 5414823242168 | N | IP65 | LED Technology | 3000K | 90 | 11 | .
232 10 811 932 A | KIX 93030 A | 458.28 | . | KIX | KIX | EWS | PRO EXT | . |  | EXT 0957 | 5414823242175 | A | IP65 | LED Technology | 3000K | 90 | 30 | .
232 10 811 932 N | KIX 93030 N | 458.28 | . | KIX | KIX | EWS | PRO EXT | . |  | EXT 0957 | 5414823232442 | N | IP65 | LED Technology | 3000K | 90 | 30 | .
232 10 811 933 A | KIX 93055 A | 458.28 | . | KIX | KIX | EWS | PRO EXT | . |  | EXT 0957 | 5414823242182 | A | IP65 | LED Technology | 3000K | 90 | 55 | .
232 10 811 933 N | KIX 93055 N | 458.28 | . | KIX | KIX | EWS | PRO EXT | . |  | EXT 0957 | 5414823242199 | N | IP65 | LED Technology | 3000K | 90 | 55 | .
232 10 21 931 A | KIX HP 93011 A | 394.64 | . | KIX | KIX | EWS | PRO EXT | . |  | EXT 0957 | 5414823242083 | A | IP65 | LED Technology | 3000K | 90 | 11 | .
232 10 21 931 N | KIX HP 93011 N | 394.64 | . | KIX | KIX | EWS | PRO EXT | . |  | EXT 0957 | 5414823242090 | N | IP65 | LED Technology | 3000K | 90 | 11 | .
232 10 21 932 A | KIX HP 93030 A | 394.64 | . | KIX | KIX | EWS | PRO EXT | . |  | EXT 0957 | 5414823242106 | A | IP65 | LED Technology | 3000K | 90 | 30 | .
232 10 21 932 N | KIX HP 93030 N | 394.64 | . | KIX | KIX | EWS | PRO EXT | . |  | EXT 0957 | 5414823242113 | N | IP65 | LED Technology | 3000K | 90 | 30 | .
232 10 21 933 A | KIX HP 93055 A | 394.64 | . | KIX | KIX | EWS | PRO EXT | . |  | EXT 0957 | 5414823242120 | A | IP65 | LED Technology | 3000K | 90 | 55 | .
232 10 21 933 N | KIX HP 93055 N | 394.64 | . | KIX | KIX | EWS | PRO EXT | . |  | EXT 0957 | 5414823242137 | N | IP65 | LED Technology | 3000K | 90 | 55 | .
232 10 03 N | HONEYCOMB KIX N | 54.38 | . | KIX | KIX ACC | LA | PRO EXT | . |  | LEFT | 5414823166488 | N | . | . | . | . | . | .
232 10 00 N | KAP KIX N | 28.67 | . | KIX | KIX ACC | LA | PRO EXT | . |  | LEFT | 5414823166471 | N | . | . | . | . | . | .
232 12 933 A | KIX M 93033 A | 452.59 | . | KIX | KIX M | EWS | PRO EXT | . |  | EXT 0957 | 5414823242380 | A | IP65 | LED Technology | 3000K | 90 | 30 | .
232 12 933 N | KIX M 93033 N | 452.59 | . | KIX | KIX M | EWS | PRO EXT | . |  | EXT 0957 | 5414823242397 | N | IP65 | LED Technology | 3000K | 90 | 30 | .
232 13 933 A | KIX M PIN 93033 A | 331.28 | . | KIX | KIX M PIN | EFS | PRO EXT | . |  | EXT 1033 | 5414823242403 | A | IP55 | LED Technology | 3000K | 90 | 30 | .
232 13 933 N | KIX M PIN 93033 N | 331.28 | . | KIX | KIX M PIN | EFS | PRO EXT | . |  | EXT 1033 | 5414823242410 | N | IP55 | LED Technology | 3000K | 90 | 30 | .
232 13 831 A | KIX M PIN SP10 A | 331.28 | . | KIX | KIX M PIN | EFS | PRO EXT | . |  | EXT 1033 | 5414823186653 | A | IP55 | LED Technology | 3000K | 80 | 10 | .
232 13 831 N | KIX M PIN SP10 N | 331.28 | . | KIX | KIX M PIN | EFS | PRO EXT | . |  | EXT 1033 | 5414823186660 | N | IP55 | LED Technology | 3000K | 80 | 10 | .
232 11 21 931 A | KIX HP PIN 93011 A | 390.22 | . | KIX | KIX PIN | EFS | PRO EXT | . |  | EXT 1033 | 5414823242229 | A | IP65 | LED Technology | 3000K | 90 | 11 | .
232 11 21 931 N | KIX HP PIN 93011 N | 390.22 | . | KIX | KIX PIN | EFS | PRO EXT | . |  | EXT 1033 | 5414823242236 | N | IP65 | LED Technology | 3000K | 90 | 11 | .
232 11 21 932 A | KIX HP PIN 93030 A | 390.22 | . | KIX | KIX PIN | EFS | PRO EXT | . |  | EXT 1033 | 5414823242243 | A | IP65 | LED Technology | 3000K | 90 | 30 | .
232 11 21 932 N | KIX HP PIN 93030 N | 390.22 | . | KIX | KIX PIN | EFS | PRO EXT | . |  | EXT 1033 | 5414823242250 | N | IP65 | LED Technology | 3000K | 90 | 30 | .
232 11 21 933 A | KIX HP PIN 93055 A | 390.22 | . | KIX | KIX PIN | EFS | PRO EXT | . |  | EXT 1033 | 5414823242267 | A | IP65 | LED Technology | 3000K | 90 | 55 | .
232 11 21 933 N | KIX HP PIN 93055 N | 390.22 | . | KIX | KIX PIN | EFS | PRO EXT | . |  | EXT 1033 | 5414823242274 | N | IP65 | LED Technology | 3000K | 90 | 55 | .
232 11 811 930 A | KIX PIN 930 A | 454.93 | . | KIX | KIX PIN | EFS | PRO EXT | . |  | EXT 1033 | 5414823242281 | A | IP65 | LED Technology | 3000K | 90 | 120 | .
232 11 811 930 N | KIX PIN 930 N | 454.93 | . | KIX | KIX PIN | EFS | PRO EXT | . |  | EXT 1033 | 5414823242298 | N | IP65 | LED Technology | 3000K | 90 | 120 | .
232 11 811 931 A | KIX PIN 93011 A | 397.14 | . | KIX | KIX PIN | EFS | PRO EXT | . |  | EXT 1033 | 5414823242304 | A | IP65 | LED Technology | 3000K | 90 | 11 | .
232 11 811 931 N | KIX PIN 93011 N | 397.14 | . | KIX | KIX PIN | EFS | PRO EXT | . |  | EXT 1033 | 5414823242311 | N | IP65 | LED Technology | 3000K | 90 | 11 | .
232 11 811 932 A | KIX PIN 93030 A | 397.14 | . | KIX | KIX PIN | EFS | PRO EXT | . |  | EXT 1033 | 5414823242328 | A | IP65 | LED Technology | 3000K | 90 | 30 | .
232 11 811 932 N | KIX PIN 93030 N | 397.14 | . | KIX | KIX PIN | EFS | PRO EXT | . |  | EXT 1033 | 5414823242335 | N | IP65 | LED Technology | 3000K | 90 | 30 | .
232 11 811 933 A | KIX PIN 93055 A | 397.14 | . | KIX | KIX PIN | EFS | PRO EXT | . |  | EXT 1033 | 5414823242342 | A | IP65 | LED Technology | 3000K | 90 | 55 | .
232 11 811 933 N | KIX PIN 93055 N | 397.14 | . | KIX | KIX PIN | EFS | PRO EXT | . |  | EXT 1033 | 5414823242359 | N | IP65 | LED Technology | 3000K | 90 | 55 | .
232 08 831 N | KIX S N | 196.55 | . | KIX | KIX S | EWS | PRO EXT | . |  | EXT 0957 | 5414823181603 | N | IP65 | LED Technology | 3000K | 80 | 10 | .
232 09 831 N | KIX S PIN N | 196.55 | . | KIX | KIX S PIN | EFS | PRO EXT | . |  | EXT 1033 | 5414823186424 | N | IP65 | LED Technology | 3000K | 80 | 10 | .
24812 9220 B | LASS-OH! 60110 92734 B | 1038.86 | . | LASS-OH | LASS-OH | ICP | PRO INT | Æ |  | INT 0365 | 5414823321290 | B | IP20 | LED Technology | 2700K | 90 | 34 | .
24812 9220 GC | LASS-OH! 60110 92734 GC | 1208.14 | . | LASS-OH | LASS-OH | ICP | PRO INT | Æ |  | INT 0365 | 5414823321306 | GC | IP20 | LED Technology | 2700K | 90 | 34 | .
24812 9320 B | LASS-OH! 60110 93034 B | 1038.86 | . | LASS-OH | LASS-OH | ICP | PRO INT | Æ |  | INT 0365 | 5414823321313 | B | IP20 | LED Technology | 3000K | 90 | 34 | .
24812 9320 GC | LASS-OH! 60110 93034 GC | 1208.14 | . | LASS-OH | LASS-OH | ICP | PRO INT | Æ |  | INT 0365 | 5414823321320 | GC | IP20 | LED Technology | 3000K | 90 | 34 | .
24813 9220 B | LASS-OH! 60160 92734 B | 1278.86 | . | LASS-OH | LASS-OH | ICP | PRO INT | Æ |  | INT 0365 | 5414823321337 | B | IP20 | LED Technology | 2700K | 90 | 34 | .
24813 9220 GC | LASS-OH! 60160 92734 GC | 1522.03 | . | LASS-OH | LASS-OH | ICP | PRO INT | Æ |  | INT 0365 | 5414823321344 | GC | IP20 | LED Technology | 2700K | 90 | 34 | .
24813 9320 B | LASS-OH! 60160 93034 B | 1278.86 | . | LASS-OH | LASS-OH | ICP | PRO INT | Æ |  | INT 0365 | 5414823321351 | B | IP20 | LED Technology | 3000K | 90 | 34 | .
24813 9320 GC | LASS-OH! 60160 93034 GC | 1522.03 | . | LASS-OH | LASS-OH | ICP | PRO INT | Æ |  | INT 0365 | 5414823321368 | GC | IP20 | LED Technology | 3000K | 90 | 34 | .
24811 9220 B | LASS-OH! 6060 92734 B | 958.19 | . | LASS-OH | LASS-OH | ICP | PRO INT | Æ |  | INT 0365 | 5414823321252 | B | IP20 | LED Technology | 2700K | 90 | 34 | .
24811 9220 GC | LASS-OH! 6060 92734 GC | 1069 | . | LASS-OH | LASS-OH | ICP | PRO INT | Æ |  | INT 0365 | 5414823321269 | GC | IP20 | LED Technology | 2700K | 90 | 34 | .
24811 9320 B | LASS-OH! 6060 93034 B | 958.19 | . | LASS-OH | LASS-OH | ICP | PRO INT | Æ |  | INT 0365 | 5414823321276 | B | IP20 | LED Technology | 3000K | 90 | 34 | .
24811 9320 GC | LASS-OH! 6060 93034 GC | 1069 | . | LASS-OH | LASS-OH | ICP | PRO INT | Æ |  | INT 0365 | 5414823321283 | GC | IP20 | LED Technology | 3000K | 90 | 34 | .
24814 0030 B | JIHA! R B | 111.39 | . | LASS-OH | LASS-OH ACC | LA | PRO INT | Æ |  | INT 0365 | 5414823321405 | B | . | . | . | . | . | .
24814 0020 B | JIHA! S B | 111.39 | . | LASS-OH | LASS-OH ACC | LA | PRO INT | Æ |  | INT 0365 | 5414823321399 | B | . | . | . | . | . | .
24815 9220 B | LASS-OH! L150-2 92734 B | 514.29 | . | LASS-OH | LASS-OH L | ICP | PRO INT | Æ |  | INT 0366 | 5414823321412 | B | IP20 | LED Technology | 2700K | 90 | 34 | .
24815 9220 GC | LASS-OH! L150-2 92734 GC | 546.14 | . | LASS-OH | LASS-OH L | ICP | PRO INT | Æ |  | INT 0366 | 5414823321429 | GC | IP20 | LED Technology | 2700K | 90 | 34 | .
24815 9320 B | LASS-OH! L150-2 93034 B | 514.29 | . | LASS-OH | LASS-OH L | ICP | PRO INT | Æ |  | INT 0366 | 5414823321436 | B | IP20 | LED Technology | 3000K | 90 | 34 | .
24815 9320 GC | LASS-OH! L150-2 93034 GC | 556.84 | . | LASS-OH | LASS-OH L | ICP | PRO INT | Æ |  | INT 0366 | 5414823321443 | GC | IP20 | LED Technology | 3000K | 90 | 34 | .
24816 9220 B | LASS-OH! L150-3 92734 B | 587.77 | . | LASS-OH | LASS-OH L | ICP | PRO INT | Æ |  | INT 0366 | 5414823321450 | B | IP20 | LED Technology | 2700K | 90 | 34 | .
24816 9220 GC | LASS-OH! L150-3 92734 GC | 631.9 | . | LASS-OH | LASS-OH L | ICP | PRO INT | Æ |  | INT 0366 | 5414823321467 | GC | IP20 | LED Technology | 2700K | 90 | 34 | .
24816 9320 B | LASS-OH! L150-3 93034 B | 587.77 | . | LASS-OH | LASS-OH L | ICP | PRO INT | Æ |  | INT 0366 | 5414823321474 | B | IP20 | LED Technology | 3000K | 90 | 34 | .
24816 9320 GC | LASS-OH! L150-3 93034 GC | 631.9 | . | LASS-OH | LASS-OH L | ICP | PRO INT | Æ |  | INT 0366 | 5414823321481 | GC | IP20 | LED Technology | 3000K | 90 | 34 | .
24817 9220 B | LASS-OH! L210-3 92734 B | 661.21 | . | LASS-OH | LASS-OH L | ICP | PRO INT | Æ |  | INT 0366 | 5414823321498 | B | IP20 | LED Technology | 2700K | 90 | 34 | .
24817 9220 GC | LASS-OH! L210-3 92734 GC | 719.19 | . | LASS-OH | LASS-OH L | ICP | PRO INT | Æ |  | INT 0366 | 5414823321504 | GC | IP20 | LED Technology | 2700K | 90 | 34 | .
24817 9320 B | LASS-OH! L210-3 93034 B | 661.21 | . | LASS-OH | LASS-OH L | ICP | PRO INT | Æ |  | INT 0366 | 5414823321511 | B | IP20 | LED Technology | 3000K | 90 | 34 | .
24817 9320 GC | LASS-OH! L210-3 93034 GC | 719.19 | . | LASS-OH | LASS-OH L | ICP | PRO INT | Æ |  | INT 0366 | 5414823321528 | GC | IP20 | LED Technology | 3000K | 90 | 34 | .
24818 9220 B | LASS-OH! L210-4 92734 B | 734.71 | . | LASS-OH | LASS-OH L | ICP | PRO INT | Æ |  | INT 0366 | 5414823321535 | B | IP20 | LED Technology | 2700K | 90 | 34 | .
24818 9220 GC | LASS-OH! L210-4 92734 GC | 794.27 | . | LASS-OH | LASS-OH L | ICP | PRO INT | Æ |  | INT 0366 | 5414823321542 | GC | IP20 | LED Technology | 2700K | 90 | 34 | .
24818 9320 B | LASS-OH! L210-4 93034 B | 734.71 | . | LASS-OH | LASS-OH L | ICP | PRO INT | Æ |  | INT 0366 | 5414823321559 | B | IP20 | LED Technology | 3000K | 90 | 34 | .
24818 9320 GC | LASS-OH! L210-4 93034 GC | 794.27 | . | LASS-OH | LASS-OH L | ICP | PRO INT | Æ |  | INT 0366 | 5414823321566 | GC | IP20 | LED Technology | 3000K | 90 | 34 | .
24820 9220 B | LASS-OH! L330-4 92734 B | 827.35 | . | LASS-OH | LASS-OH L | ICP | PRO INT | Æ |  | INT 0366 | 5414823321610 | B | IP20 | LED Technology | 2700K | 90 | 34 | .
24820 9220 GC | LASS-OH! L330-4 92734 GC | 911.13 | . | LASS-OH | LASS-OH L | ICP | PRO INT | Æ |  | INT 0366 | 5414823321627 | GC | IP20 | LED Technology | 2700K | 90 | 34 | .
24820 9320 B | LASS-OH! L330-4 93034 B | 827.35 | . | LASS-OH | LASS-OH L | ICP | PRO INT | Æ |  | INT 0366 | 5414823321634 | B | IP20 | LED Technology | 3000K | 90 | 34 | .
24820 9320 GC | LASS-OH! L330-4 93034 GC | 911.13 | . | LASS-OH | LASS-OH L | ICP | PRO INT | Æ |  | INT 0366 | 5414823321641 | GC | IP20 | LED Technology | 3000K | 90 | 34 | .
24819 9220 B | LASS-OH! L330-6 92734 B | 965.48 | . | LASS-OH | LASS-OH L | ICP | PRO INT | Æ |  | INT 0366 | 5414823321573 | B | IP20 | LED Technology | 2700K | 90 | 34 | .
24819 9220 GC | LASS-OH! L330-6 92734 GC | 1040.45 | . | LASS-OH | LASS-OH L | ICP | PRO INT | Æ |  | INT 0366 | 5414823321580 | GC | IP20 | LED Technology | 2700K | 90 | 34 | .
24819 9320 B | LASS-OH! L330-6 93034 B | 965.48 | . | LASS-OH | LASS-OH L | ICP | PRO INT | Æ |  | INT 0366 | 5414823321597 | B | IP20 | LED Technology | 3000K | 90 | 34 | .
24819 9320 GC | LASS-OH! L330-6 93034 GC | 1040.45 | . | LASS-OH | LASS-OH L | ICP | PRO INT | Æ |  | INT 0366 | 5414823321603 | GC | IP20 | LED Technology | 3000K | 90 | 34 | .
302 20 34 ANO | LEDS C R ST NW ANO | 155.21 | . | LEDS C | LEDS C | EWR | COM EXT | . |  | INT 0497, EXT 0929, EXT 0999 | 5414823115288 | ANO | IP67 | LED Technology | 4000K | 80 | . | .
302 20 32 ANO | LEDS C R ST WW ANO | 155.21 | . | LEDS C | LEDS C | EWR | COM EXT | . |  | INT 0497, EXT 0929, EXT 0999 | 5414823099427 | ANO | IP67 | LED Technology | 3000K | 80 | . | .
302 201 820 W | LEDS C R II 827 W | 57.07 | . | LEDS C | LEDS C II | IWR | COM EXT | . |  | INT 0497 | 5414823245985 | W | IP40/20 w | LED Technology | 2700K | 80 | . | .
302 201 830 W | LEDS C R II 830 W | 57.07 | . | LEDS C | LEDS C II | IWR | COM EXT | . |  | INT 0497 | 5414823245992 | W | IP40/20 w | LED Technology | 3000K | 80 | . | .
302 202 820 W | LEDS C S II 827 W | 63.34 | . | LEDS C | LEDS C II | IWR | COM EXT | . |  | INT 0497 | 5414823246005 | W | IP40/20 w | LED Technology | 2700K | 80 | . | .
302 202 830 W | LEDS C S II 830 W | 63.34 | . | LEDS C | LEDS C II | IWR | COM EXT | . |  | INT 0497 | 5414823246012 | W | IP40/20 w | LED Technology | 3000K | 80 | . | .
302 10 34 ANO | LEDS GO IN FORTE NW ANO | 139.19 | . | LEDS GO | LEDS GO IN | EWR | COM EXT | . |  | EXT 0929, EXT 0999 | 5414823115301 | ANO | IP67 | LED Technology | 4000K | 80 | . | .
302 10 32 ANO | LEDS GO IN FORTE WW ANO | 139.19 | . | LEDS GO | LEDS GO IN | EWR | COM EXT | . |  | EXT 0929, EXT 0999 | 5414823099380 | ANO | IP67 | LED Technology | 3000K | 80 | . | .
13816 9228 B | LINK S 1 92733 DIM8 B | 362.03 | . | LINK | LINK 1 S | ICS | PRO INT | Æ |  | INT 0251 | 5414823313486 | B | IP20 | LED Technology | 2700K | 90 | 33 | .
13816 9228 FG | LINK S 1 92733 DIM8 FG | 406.15 | . | LINK | LINK 1 S | ICS | PRO INT | Æ |  | INT 0251 | 5414823313493 | FG | IP20 | LED Technology | 2700K | 90 | 33 | .
13816 9228 W | LINK S 1 92733 DIM8 W | 362.03 | . | LINK | LINK 1 S | ICS | PRO INT | Æ |  | INT 0251 | 5414823313509 | W | IP20 | LED Technology | 2700K | 90 | 33 | 315 41 811 922 W
13816 9328 B | LINK S 1 93033 DIM8 B | 362.03 | . | LINK | LINK 1 S | ICS | PRO INT | Æ |  | INT 0251 | 5414823313516 | B | IP20 | LED Technology | 3000K | 90 | 33 | .
13816 9328 FG | LINK S 1 93033 DIM8 FG | 406.15 | . | LINK | LINK 1 S | ICS | PRO INT | Æ |  | INT 0251 | 5414823313523 | FG | IP20 | LED Technology | 3000K | 90 | 33 | .
13816 9328 W | LINK S 1 93033 DIM8 W | 362.03 | . | LINK | LINK 1 S | ICS | PRO INT | Æ |  | INT 0251 | 5414823313530 | W | IP20 | LED Technology | 3000K | 90 | 33 | 315 41 811 932 W
13817 9228 B | LINK S 2 92733 DIM8 B | 670.23 | . | LINK | LINK 2 S | ICS | PRO INT | Æ |  | INT 0251 | 5414823313547 | B | IP20 | LED Technology | 2700K | 90 | 33 | .
13817 9228 FG | LINK S 2 92733 DIM8 FG | 758.48 | . | LINK | LINK 2 S | ICS | PRO INT | Æ |  | INT 0251 | 5414823313554 | FG | IP20 | LED Technology | 2700K | 90 | 33 | .
13817 9228 W | LINK S 2 92733 DIM8 W | 670.23 | . | LINK | LINK 2 S | ICS | PRO INT | Æ |  | INT 0251 | 5414823313561 | W | IP20 | LED Technology | 2700K | 90 | 33 | 315 41 812 922 W
13817 9328 B | LINK S 2 93033 DIM8 B | 670.23 | . | LINK | LINK 2 S | ICS | PRO INT | Æ |  | INT 0251 | 5414823313578 | B | IP20 | LED Technology | 3000K | 90 | 33 | .
13817 9328 FG | LINK S 2 93033 DIM8 FG | 758.48 | . | LINK | LINK 2 S | ICS | PRO INT | Æ |  | INT 0251 | 5414823313585 | FG | IP20 | LED Technology | 3000K | 90 | 33 | .
13817 9328 W | LINK S 2 93033 DIM8 W | 670.23 | . | LINK | LINK 2 S | ICS | PRO INT | Æ |  | INT 0251 | 5414823313592 | W | IP20 | LED Technology | 3000K | 90 | 33 | 315 41 812 932 W
13818 9228 B | LINK S 3 92733 DIM8 B | 1001.97 | . | LINK | LINK 3 S | ICS | PRO INT | Æ |  | INT 0251 | 5414823313608 | B | IP20 | LED Technology | 2700K | 90 | 33 | .
13818 9228 FG | LINK S 3 92733 DIM8 FG | 1134.34 | . | LINK | LINK 3 S | ICS | PRO INT | Æ |  | INT 0251 | 5414823313615 | FG | IP20 | LED Technology | 2700K | 90 | 33 | .
13818 9228 W | LINK S 3 92733 DIM8 W | 1001.97 | . | LINK | LINK 3 S | ICS | PRO INT | Æ |  | INT 0251 | 5414823313622 | W | IP20 | LED Technology | 2700K | 90 | 33 | 315 41 813 922 W
13818 9328 B | LINK S 3 93033 DIM8 B | 1001.97 | . | LINK | LINK 3 S | ICS | PRO INT | Æ |  | INT 0251 | 5414823313639 | B | IP20 | LED Technology | 3000K | 90 | 33 | .
13818 9328 FG | LINK S 3 93033 DIM8 FG | 1134.34 | . | LINK | LINK 3 S | ICS | PRO INT | Æ |  | INT 0251 | 5414823313646 | FG | IP20 | LED Technology | 3000K | 90 | 33 | .
13818 9328 W | LINK S 3 93033 DIM8 W | 1001.97 | . | LINK | LINK 3 S | ICS | PRO INT | Æ |  | INT 0251 | 5414823313653 | W | IP20 | LED Technology | 3000K | 90 | 33 | 315 41 813 932 W
213 47 811 931 ANO | LOGIC R 93011 ANO | 385.44 | . | LOGIC | LOGIC | EFR | PRO EXT | . |  | EXT 1009 | 5414823241727 | ANO | IP67 | LED Technology | 3000K | 90 | 11 | .
213 47 811 932 ANO | LOGIC R 93030 ANO | 385.44 | . | LOGIC | LOGIC | EFR | PRO EXT | . |  | EXT 1009 | 5414823232411 | ANO | IP67 | LED Technology | 3000K | 90 | 30 | .
213 47 811 933 ANO | LOGIC R 93055 ANO | 385.44 | . | LOGIC | LOGIC | EFR | PRO EXT | . |  | EXT 1009 | 5414823241734 | ANO | IP67 | LED Technology | 3000K | 90 | 55 | .
213 48 811 931 ANO | LOGIC R A 93011 ANO | 408.07 | . | LOGIC | LOGIC | EFR | PRO EXT | . |  | EXT 1009 | 5414823241765 | ANO | IP67 | LED Technology | 3000K | 90 | 11 | .
213 48 811 931 B | LOGIC R A 93011 B | 431.02 | . | LOGIC | LOGIC | EFR | PRO EXT | . |  | EXT 1009 | 5414823241772 | B | IP67 | LED Technology | 3000K | 90 | 11 | .
213 48 811 932 ANO | LOGIC R A 93030 ANO | 408.07 | . | LOGIC | LOGIC | EFR | PRO EXT | . |  | EXT 1009 | 5414823241789 | ANO | IP67 | LED Technology | 3000K | 90 | 30 | .
213 48 811 932 B | LOGIC R A 93030 B | 431.02 | . | LOGIC | LOGIC | EFR | PRO EXT | . |  | EXT 1009 | 5414823241796 | B | IP67 | LED Technology | 3000K | 90 | 30 | .
213 48 811 933 ANO | LOGIC R A 93055 ANO | 408.07 | . | LOGIC | LOGIC | EFR | PRO EXT | . |  | EXT 1009 | 5414823241802 | ANO | IP67 | LED Technology | 3000K | 90 | 55 | .
213 48 811 933 B | LOGIC R A 93055 B | 431.02 | . | LOGIC | LOGIC | EFR | PRO EXT | . |  | EXT 1009 | 5414823241819 | B | IP67 | LED Technology | 3000K | 90 | 55 | .
213 45 811 932 ANO | LOGIC 60 R 93020 ANO | 203.19 | . | LOGIC | LOGIC 60 | EFR | PRO EXT | . |  | EXT 1005 | 5414823241666 | ANO | IP67 | LED Technology | 3000K | 90 | 20 | .
213 46 811 932 ANO | LOGIC 60 R A 93020 ANO | 252.57 | . | LOGIC | LOGIC 60 | EFR | PRO EXT | . |  | EXT 1005 | 5414823231971 | ANO | IP67 | LED Technology | 3000K | 90 | 20 | .
213 46 811 932 B | LOGIC 60 R A 93020 B | 270.4 | . | LOGIC | LOGIC 60 | EFR | PRO EXT | . |  | EXT 1005 | 5414823241710 | B | IP67 | LED Technology | 3000K | 90 | 20 | .
213 46 10 811 932 ANO | LOGIC 60 R A MOON 93020 ANO | 252.57 | . | LOGIC | LOGIC 60 | EFR | PRO EXT | . |  | EXT 1007 | 5414823241673 | ANO | IP67 | LED Technology | 3000K | 90 | 20 | .
213 46 10 811 932 B | LOGIC 60 R A MOON 93020 B | 270.4 | . | LOGIC | LOGIC 60 | EFR | PRO EXT | . |  | EXT 1007 | 5414823241680 | B | IP67 | LED Technology | 3000K | 90 | 20 | .
213 46 15 ANO | LOGIC 60 R A SP 3006 ANO | 299.64 | . | LOGIC | LOGIC 60 | EFR | PRO EXT | . |  | EXT 1005 | 5414823241697 | ANO | IP67 | LED Technology | 3000K | 80 | 6 | .
213 46 15 B | LOGIC 60 R A SP 3006 B | 324.56 | . | LOGIC | LOGIC 60 | EFR | PRO EXT | . |  | EXT 1005 | 5414823241703 | B | IP67 | LED Technology | 3000K | 80 | 6 | .
213 45 10 811 932 ANO | LOGIC 60 R MOON 93020 ANO | 213.09 | . | LOGIC | LOGIC 60 | EFR | PRO EXT | . |  | EXT 1007 | 5414823241642 | ANO | IP67 | LED Technology | 3000K | 90 | 20 | .
213 45 15 ANO | LOGIC 60 R SP 3006 ANO | 273.48 | . | LOGIC | LOGIC 60 | EFR | PRO EXT | . |  | EXT 1005 | 5414823241659 | ANO | IP67 | LED Technology | 3000K | 80 | 6 | .
213 45 212 ANO | LOGIC 60 R WALLWASH ANO | 264.61 | . | LOGIC | LOGIC 60 WALLWASH | EFR | PRO EXT | . |  | EXT 1007 | 5414823166341 | ANO | IP67 | LED Technology | 3000K | 80 | . | .
213 45 2125 ANO | LOGIC 60 R WALLWASH SBL ANO | 269.31 | . | LOGIC | LOGIC 60 WALLWASH | EFR | PRO EXT | . |  | EXT 1007 | 5414823166358 | ANO | IP67 | LED Technology | 3000K | 80 | . | .
213 47 112 A | LOGIC F1 A | 141.68 | . | LOGIC | LOGIC F | EFR | PRO EXT | . |  | EXT 1019 | 5414823166365 | A | IP67 | LED Technology | 3000K | 80 | . | .
213 47 122 A | LOGIC F2 A | 150.94 | . | LOGIC | LOGIC F | EFR | PRO EXT | . |  | EXT 1019 | 5414823164804 | A | IP67 | LED Technology | 3000K | 80 | . | .
304 30 12 A | LOGIC MINI W R A | 145.98 | . | LOGIC | LOGIC MINI | EWR | PRO EXT | . |  | INT 0499, EXT 0925 | 5414823166723 | A | IP54 | LED Technology | 3000K | 80 | . | .
304 30 12 W | LOGIC MINI W R W | 145.98 | . | LOGIC | LOGIC MINI | EWR | PRO EXT | . |  | INT 0499, EXT 0925 | 5414823166730 | W | IP54 | LED Technology | 3000K | 80 | . | .
304 31 12 A | LOGIC MINI W S A | 145.98 | . | LOGIC | LOGIC MINI SQR | EWR | PRO EXT | . |  | INT 0499, EXT 0925 | 5414823166747 | A | IP54 | LED Technology | 3000K | 80 | . | .
304 31 12 W | LOGIC MINI W S W | 145.98 | . | LOGIC | LOGIC MINI SQR | EWR | PRO EXT | . |  | INT 0499, EXT 0925 | 5414823166754 | W | IP54 | LED Technology | 3000K | 80 | . | .
213 502 931 ANO | LOGIC R OK 93006 ANO | 544.9 | . | LOGIC | LOGIC OK | EFR | PRO EXT | . |  | EXT 1011 | 5414823241901 | ANO | IP67 | LED Technology | 3000K | 90 | 6 | .
213 501 811 932 ANO | LOGIC R OK 93030 ANO | 500.51 | . | LOGIC | LOGIC OK | EFR | PRO EXT | . |  | EXT 1011 | 5414823241895 | ANO | IP67 | LED Technology | 3000K | 90 | 30 | .
213 50 10 | LOGIC R OK BOX | 119.28 | . | LOGIC | LOGIC OK | EFR | PRO EXT | . |  | TEC 34 | 5414823241888 | . | . | . | . | . | . | .
213 49 811 931 ANO | LOGIC S 93011 ANO | 457.73 | . | LOGIC | LOGIC SQR | EFR | PRO EXT | . |  | EXT 1009 | 5414823241857 | ANO | IP67 | LED Technology | 3000K | 90 | 11 | .
213 49 811 932 ANO | LOGIC S 93030 ANO | 457.73 | . | LOGIC | LOGIC SQR | EFR | PRO EXT | . |  | EXT 1009 | 5414823241864 | ANO | IP67 | LED Technology | 3000K | 90 | 30 | .
213 49 811 933 ANO | LOGIC S 93055 ANO | 457.73 | . | LOGIC | LOGIC SQR | EFR | PRO EXT | . |  | EXT 1009 | 5414823241871 | ANO | IP67 | LED Technology | 3000K | 90 | 55 | .
304 32 01 83 A | LOGIC W L A | 471.93 | . | LOGIC | LOGIC WALL LONG | EWR | PRO EXT | . |  | INT 0499, EXT 0925 | 5414823189821 | A | IP65 | LED Technology | 3000K | 80 | . | .
304 32 02 83 A | LOGIC W L F A | 463.73 | . | LOGIC | LOGIC WALL LONG | EWR | PRO EXT | . |  | INT 0499, EXT 0925 | 5414823189845 | A | IP65 | LED Technology | 3000K | 80 | . | .
304 32 02 83 N | LOGIC W L F N | 463.73 | . | LOGIC | LOGIC WALL LONG | EWR | PRO EXT | . |  | INT 0499, EXT 0925 | 5414823189852 | N | IP65 | LED Technology | 3000K | 80 | . | .
304 32 02 83 W | LOGIC W L F W | 463.73 | . | LOGIC | LOGIC WALL LONG | EWR | PRO EXT | . |  | INT 0499, EXT 0925 | 5414823189869 | W | IP65 | LED Technology | 3000K | 80 | . | .
304 32 01 83 N | LOGIC W L N | 471.93 | . | LOGIC | LOGIC WALL LONG | EWR | PRO EXT | . |  | INT 0499, EXT 0925 | 5414823181245 | N | IP65 | LED Technology | 3000K | 80 | . | .
304 32 01 83 W | LOGIC W L W | 471.93 | . | LOGIC | LOGIC WALL LONG | EWR | PRO EXT | . |  | INT 0499, EXT 0925 | 5414823189838 | W | IP65 | LED Technology | 3000K | 80 | . | .
304 33 811 930 A | LOGIC W S 930 A | 341.8 | . | LOGIC | LOGIC WALL SQR | EWR | PRO EXT | . |  | INT 0499, EXT 0925 | 5414823246029 | A | IP65 | LED Technology | 3000K | 90 | . | .
304 33 811 930 N | LOGIC W S 930 N | 341.8 | . | LOGIC | LOGIC WALL SQR | EWR | PRO EXT | . |  | INT 0499, EXT 0925 | 5414823235870 | N | IP65 | LED Technology | 3000K | 90 | . | .
304 33 811 930 W | LOGIC W S 930 W | 341.8 | . | LOGIC | LOGIC WALL SQR | EWR | PRO EXT | . |  | INT 0499, EXT 0925 | 5414823246036 | W | IP65 | LED Technology | 3000K | 90 | . | .
213 483 811 930 ANO | LOGIC R A WALLWASH 930 ANO | 462.33 | . | LOGIC | LOGIC WALLWASH | EFR | PRO EXT | . |  | EXT 1009 | 5414823241826 | ANO | IP67 | LED Technology | 3000K | 90 | . | .
213 483 811 930 B | LOGIC R A WALLWASH 930 B | 502.32 | . | LOGIC | LOGIC WALLWASH | EFR | PRO EXT | . |  | EXT 1009 | 5414823233821 | B | IP67 | LED Technology | 3000K | 90 | . | .
213 484 811 930 ANO | LOGIC R A WALLWASH 930 SBL ANO | 466.5 | . | LOGIC | LOGIC WALLWASH | EFR | PRO EXT | . |  | EXT 1009 | 5414823241833 | ANO | IP67 | LED Technology | 3000K | 90 | . | .
213 484 811 930 B | LOGIC R A WALLWASH 930 SBL B | 506.48 | . | LOGIC | LOGIC WALLWASH | EFR | PRO EXT | . |  | EXT 1009 | 5414823241840 | B | IP67 | LED Technology | 3000K | 90 | . | .
213 473 811 930 ANO | LOGIC R WALLWASH 930 ANO | 435.32 | . | LOGIC | LOGIC WALLWASH | EFR | PRO EXT | . |  | EXT 1009 | 5414823241741 | ANO | IP67 | LED Technology | 3000K | 90 | . | .
213 474 811 930 ANO | LOGIC R WALLWASH 930 SBL ANO | 446.04 | . | LOGIC | LOGIC WALLWASH | EFR | PRO EXT | . |  | EXT 1009 | 5414823241758 | ANO | IP67 | LED Technology | 3000K | 90 | . | .
271 06 92 A | LOGO 927 A | 345.01 | . | LOGO | LOGO | EWS | PRO EXT | . |  | EXT 0971 | 5414823275999 | A | IP55 | LED Technology | 2700K | 90 | . | .
271 06 92 N | LOGO 927 N | 345.01 | . | LOGO | LOGO | EWS | PRO EXT | . |  | EXT 0971 | 5414823276002 | N | IP55 | LED Technology | 2700K | 90 | . | .
271 06 92 W | LOGO 927 W | 345.01 | . | LOGO | LOGO | EWS | PRO EXT | . |  | EXT 0971 | 5414823276019 | W | IP55 | LED Technology | 2700K | 90 | . | .
271 06 93 A | LOGO 930 A | 345.01 | . | LOGO | LOGO | EWS | PRO EXT | . |  | EXT 0971 | 5414823276026 | A | IP55 | LED Technology | 3000K | 90 | . | .
271 06 93 N | LOGO 930 N | 345.01 | . | LOGO | LOGO | EWS | PRO EXT | . |  | EXT 0971 | 5414823276033 | N | IP55 | LED Technology | 3000K | 90 | . | .
271 06 93 W | LOGO 930 W | 345.01 | . | LOGO | LOGO | EWS | PRO EXT | . |  | EXT 0971 | 5414823276040 | W | IP55 | LED Technology | 3000K | 90 | . | .
304 13 02 A | LOOK IN WW A | 141.41 | . | LOOK IN/OUT | LOOK IN | IWS | PRO INT | . |  | INT 0535 | 5414823084119 | A | IP20 | LED Technology | 3000K | 80 | . | .
304 13 02 W | LOOK IN WW W | 141.41 | . | LOOK IN/OUT | LOOK IN | IWS | PRO INT | . |  | INT 0535 | 5414823084133 | W | IP20 | LED Technology | 3000K | 80 | . | .
23815 0040 | MELLO GLASS L2525 AMBER | 248.15 | . | MELLO | MELLO ACC | ICP | PRO INT | . |  | INT 0489 | 5414823304217 | . | . | . | . | . | . | .
23815 0030 | MELLO GLASS L2525 MIST | 240.44 | . | MELLO | MELLO ACC | ICP | PRO INT | . |  | INT 0489 | 5414823304200 | . | . | . | . | . | . | .
23815 0010 | MELLO GLASS L2525 PINK | 248.15 | . | MELLO | MELLO ACC | ICP | PRO INT | . |  | INT 0489 | 5414823304187 | . | . | . | . | . | . | .
23815 0020 | MELLO GLASS L2525 SMOKE | 248.15 | . | MELLO | MELLO ACC | ICP | PRO INT | . |  | INT 0489 | 5414823304194 | . | . | . | . | . | . | .
23816 0040 | MELLO GLASS L2534 AMBER | 306.23 | . | MELLO | MELLO ACC | ICP | PRO INT | . |  | INT 0489 | 5414823304255 | . | . | . | . | . | . | .
23816 0030 | MELLO GLASS L2534 MIST | 291.57 | . | MELLO | MELLO ACC | ICP | PRO INT | . |  | INT 0489 | 5414823304248 | . | . | . | . | . | . | .
23816 0010 | MELLO GLASS L2534 PINK | 306.23 | . | MELLO | MELLO ACC | ICP | PRO INT | . |  | INT 0489 | 5414823304224 | . | . | . | . | . | . | .
23816 0020 | MELLO GLASS L2534 SMOKE | 306.23 | . | MELLO | MELLO ACC | ICP | PRO INT | . |  | INT 0489 | 5414823304231 | . | . | . | . | . | . | .
23812 0040 | MELLO GLASS R23 AMBER | 178.13 | . | MELLO | MELLO ACC | ICP | PRO INT | . |  | INT 0489 | 5414823304095 | . | . | . | . | . | . | .
23812 0030 | MELLO GLASS R23 MIST | 170.79 | . | MELLO | MELLO ACC | ICP | PRO INT | . |  | INT 0489 | 5414823304088 | . | . | . | . | . | . | .
23812 0010 | MELLO GLASS R23 PINK | 178.13 | . | MELLO | MELLO ACC | ICP | PRO INT | . |  | INT 0489 | 5414823304064 | . | . | . | . | . | . | .
23812 0020 | MELLO GLASS R23 SMOKE | 178.13 | . | MELLO | MELLO ACC | ICP | PRO INT | . |  | INT 0489 | 5414823304071 | . | . | . | . | . | . | .
23813 0040 | MELLO GLASS R40 AMBER | 288.73 | . | MELLO | MELLO ACC | ICP | PRO INT | . |  | INT 0489 | 5414823304132 | . | . | . | . | . | . | .
23813 0030 | MELLO GLASS R40 MIST | 272.9 | . | MELLO | MELLO ACC | ICP | PRO INT | . |  | INT 0489 | 5414823304125 | . | . | . | . | . | . | .
23813 0010 | MELLO GLASS R40 PINK | 288.73 | . | MELLO | MELLO ACC | ICP | PRO INT | . |  | INT 0489 | 5414823304101 | . | . | . | . | . | . | .
23813 0020 | MELLO GLASS R40 SMOKE | 288.73 | . | MELLO | MELLO ACC | ICP | PRO INT | . |  | INT 0489 | 5414823304118 | . | . | . | . | . | . | .
23814 0040 | MELLO GLASS R56 AMBER | 697.58 | . | MELLO | MELLO ACC | ICP | PRO INT | . |  | INT 0489 | 5414823304170 | . | . | . | . | . | . | .
23814 0030 | MELLO GLASS R56 MIST | 648.45 | . | MELLO | MELLO ACC | ICP | PRO INT | . |  | INT 0489 | 5414823304163 | . | . | . | . | . | . | .
23814 0010 | MELLO GLASS R56 PINK | 697.58 | . | MELLO | MELLO ACC | ICP | PRO INT | . |  | INT 0489 | 5414823304149 | . | . | . | . | . | . | .
23814 0020 | MELLO GLASS R56 SMOKE | 697.58 | . | MELLO | MELLO ACC | ICP | PRO INT | . |  | INT 0489 | 5414823304156 | . | . | . | . | . | . | .
23810 0000 B | MELLO C E27 B | 217.65 | . | MELLO | MELLO C | ICP | PRO INT | . |  | INT 0489 | 5414823302695 | B | IP20 | LED Technology | . | . | . | .
23811 9008 B | MELLO C SOFT DIM8 B | 294.7 | . | MELLO | MELLO C | ICP | PRO INT | . |  | INT 0489 | 5414823302718 | B | IP20 | LED Technology | 3000-1800 | 90 | . | .
286 70 27 B | METRONOME B | 924.96 | . | METRONOME | METRONOME | ICP | PRO INT | . |  | INT 0453 | 5414823126079 | B | IP20 | Compact fluorescent | . | . | . | .
286 70 27 FBR | METRONOME FBR | 1410.12 | . | METRONOME | METRONOME | ICP | PRO INT | . |  | INT 0453 | 5414823277047 | FBR | IP20 | Compact fluorescent | . | . | . | .
286 70 27 FG | METRONOME FG | 1410.12 | . | METRONOME | METRONOME | ICP | PRO INT | . |  | INT 0453 | 5414823277054 | FG | IP20 | Compact fluorescent | . | . | . | .
286 71 427 W | METRONOME L W | 4321.69 | . | METRONOME | METRONOME | ICP | PRO INT | . |  | INT 0453 | 5414823136566 | W | IP20 | Compact fluorescent | . | . | . | .
286 70 27 W | METRONOME W | 924.96 | . | METRONOME | METRONOME | ICP | PRO INT | . |  | INT 0453 | 5414823126086 | W | IP20 | Compact fluorescent | . | . | . | .
286 71 727 W | METRONOME XXL W | 10222.84 | . | METRONOME | METRONOME | ICP | PRO INT | . |  | INT 0453 | 5414823128530 | W | IP20 | Compact fluorescent | . | . | . | .
23945 0010 B | MILES CEILING BASE 3L B | 213.37 | . | MILES | MILES ACC | ICS | PRO INT | . |  | INT 0479 | 5414823304620 | B | IP20 | . | . | . | . | .
23945 0020 B | MILES CEILING BASE 3R B | 202.35 | . | MILES | MILES ACC | ICS | PRO INT | . |  | INT 0479 | 5414823304637 | B | IP20 | . | . | . | . | .
23943 0010 B | MILES CEILING BASE B | 39.57 | . | MILES | MILES ACC | ICS | PRO INT | . |  | INT 0479 | 5414823304590 | B | . | . | . | . | . | .
23944 0010 B | MILES TUBE B | 78.52 | . | MILES | MILES ACC | LA | PRO INT | . |  | INT 0479 | 5414823304606 | B | . | . | . | . | . | .
23944 0010 M | MILES TUBE M | 174.11 | . | MILES | MILES ACC | LA | PRO INT | . |  | INT 0479 | 5414823304613 | M | . | . | . | . | . | .
23929 9230 | MILES C1 AMBER 92750 | 563.87 | . | MILES | MILES C1 | ICP | PRO INT | . |  | INT 0479 | 5414823304453 | . | IP20 | LED Technology | 2700K | 90 | 50 | .
23913 0000 B | MILES C1 E27 AMBER B | 543.62 | . | MILES | MILES C1 | ICP | PRO INT | . |  | INT 0477 | 5414823304293 | B | IP20 | LED Technology | . | . | . | .
23912 0000 B | MILES C1 E27 MIST B | 521.93 | . | MILES | MILES C1 | ICP | PRO INT | . |  | INT 0477 | 5414823304286 | B | IP20 | LED Technology | . | . | . | .
23910 0000 B | MILES C1 E27 PINK B | 543.62 | . | MILES | MILES C1 | ICP | PRO INT | . |  | INT 0477 | 5414823304262 | B | IP20 | LED Technology | . | . | . | .
23911 0000 B | MILES C1 E27 SMOKE B | 543.62 | . | MILES | MILES C1 | ICP | PRO INT | . |  | INT 0477 | 5414823304279 | B | IP20 | LED Technology | . | . | . | .
23928 9230 | MILES C1 MIST 92750 | 542.19 | . | MILES | MILES C1 | ICP | PRO INT | . |  | INT 0479 | 5414823304446 | . | IP20 | LED Technology | 2700K | 90 | 50 | .
23926 9230 | MILES C1 PINK 92750 | 563.87 | . | MILES | MILES C1 | ICP | PRO INT | . |  | INT 0479 | 5414823304422 | . | IP20 | LED Technology | 2700K | 90 | 50 | .
23927 9230 | MILES C1 SMOKE 92750 | 563.87 | . | MILES | MILES C1 | ICP | PRO INT | . |  | INT 0479 | 5414823304439 | . | IP20 | LED Technology | 2700K | 90 | 50 | .
23933 9230 | MILES C2 AMBER 92750 | 591.39 | . | MILES | MILES C2 | ICP | PRO INT | . |  | INT 0479 | 5414823304491 | . | IP20 | LED Technology | 2700K | 90 | 50 | .
23917 0000 B | MILES C2 E27 AMBER B | 571.14 | . | MILES | MILES C2 | ICP | PRO INT | . |  | INT 0477 | 5414823304330 | B | IP20 | LED Technology | . | . | . | .
23916 0000 B | MILES C2 E27 MIST B | 546.93 | . | MILES | MILES C2 | ICP | PRO INT | . |  | INT 0477 | 5414823304323 | B | IP20 | LED Technology | . | . | . | .
23914 0000 B | MILES C2 E27 PINK B | 571.14 | . | MILES | MILES C2 | ICP | PRO INT | . |  | INT 0477 | 5414823304309 | B | IP20 | LED Technology | . | . | . | .
23915 0000 B | MILES C2 E27 SMOKE B | 571.14 | . | MILES | MILES C2 | ICP | PRO INT | . |  | INT 0477 | 5414823304316 | B | IP20 | LED Technology | . | . | . | .
23932 9230 | MILES C2 MIST 92750 | 567.2 | . | MILES | MILES C2 | ICP | PRO INT | . |  | INT 0479 | 5414823304484 | . | IP20 | LED Technology | 2700K | 90 | 50 | .
23930 9230 | MILES C2 PINK 92750 | 591.39 | . | MILES | MILES C2 | ICP | PRO INT | . |  | INT 0479 | 5414823304460 | . | IP20 | LED Technology | 2700K | 90 | 50 | .
23931 9230 | MILES C2 SMOKE 92750 | 591.39 | . | MILES | MILES C2 | ICP | PRO INT | . |  | INT 0479 | 5414823304477 | . | IP20 | LED Technology | 2700K | 90 | 50 | .
23937 9230 | MILES C3 AMBER 92750 | 480.58 | . | MILES | MILES C3 | ICP | PRO INT | . |  | INT 0479 | 5414823304538 | . | IP20 | LED Technology | 2700K | 90 | 50 | .
23921 0000 B | MILES C3 E27 AMBER B | 460.33 | . | MILES | MILES C3 | ICP | PRO INT | . |  | INT 0477 | 5414823304378 | B | IP20 | LED Technology | . | . | . | .
23920 0000 B | MILES C3 E27 MIST B | 444.54 | . | MILES | MILES C3 | ICP | PRO INT | . |  | INT 0477 | 5414823304361 | B | IP20 | LED Technology | . | . | . | .
23918 0000 B | MILES C3 E27 PINK B | 460.33 | . | MILES | MILES C3 | ICP | PRO INT | . |  | INT 0477 | 5414823304347 | B | IP20 | LED Technology | . | . | . | .
23919 0000 B | MILES C3 E27 SMOKE B | 460.33 | . | MILES | MILES C3 | ICP | PRO INT | . |  | INT 0477 | 5414823304354 | B | IP20 | LED Technology | . | . | . | .
23936 9230 | MILES C3 MIST 92750 | 464.8 | . | MILES | MILES C3 | ICP | PRO INT | . |  | INT 0479 | 5414823304521 | . | IP20 | LED Technology | 2700K | 90 | 50 | .
23934 9230 | MILES C3 PINK 92750 | 480.58 | . | MILES | MILES C3 | ICP | PRO INT | . |  | INT 0479 | 5414823304507 | . | IP20 | LED Technology | 2700K | 90 | 50 | .
23935 9230 | MILES C3 SMOKE 92750 | 480.58 | . | MILES | MILES C3 | ICP | PRO INT | . |  | INT 0479 | 5414823304514 | . | IP20 | LED Technology | 2700K | 90 | 50 | .
23941 9230 | MILES C4 AMBER 92750 | 427.24 | . | MILES | MILES C4 | ICP | PRO INT | . |  | INT 0479 | 5414823304576 | . | IP20 | LED Technology | 2700K | 90 | 50 | .
23925 0000 B | MILES C4 E27 AMBER B | 406.98 | . | MILES | MILES C4 | ICP | PRO INT | . |  | INT 0477 | 5414823304415 | B | IP20 | LED Technology | . | . | . | .
23924 0000 B | MILES C4 E27 MIST B | 398.24 | . | MILES | MILES C4 | ICP | PRO INT | . |  | INT 0477 | 5414823304408 | B | IP20 | LED Technology | . | . | . | .
23922 0000 B | MILES C4 E27 PINK B | 406.98 | . | MILES | MILES C4 | ICP | PRO INT | . |  | INT 0477 | 5414823304385 | B | IP20 | LED Technology | . | . | . | .
23923 0000 B | MILES C4 E27 SMOKE B | 406.98 | . | MILES | MILES C4 | ICP | PRO INT | . |  | INT 0477 | 5414823304392 | B | IP20 | LED Technology | . | . | . | .
23940 9230 | MILES C4 MIST 92750 | 418.49 | . | MILES | MILES C4 | ICP | PRO INT | . |  | INT 0479 | 5414823304569 | . | IP20 | LED Technology | 2700K | 90 | 50 | .
23938 9230 | MILES C4 PINK 92750 | 427.24 | . | MILES | MILES C4 | ICP | PRO INT | . |  | INT 0479 | 5414823304545 | . | IP20 | LED Technology | 2700K | 90 | 50 | .
23939 9230 | MILES C4 SMOKE 92750 | 427.24 | . | MILES | MILES C4 | ICP | PRO INT | . |  | INT 0479 | 5414823304552 | . | IP20 | LED Technology | 2700K | 90 | 50 | .
225 20 812 930 N | MOMBA DOWN-UP LED 930 N | 605.76 | . | MOMBA | MOMBA | EWS | COM EXT | . |  | EXT 0961 | 5414823234316 | N | IP65 | LED Technology | 3000K | 90 | . | .
225 20 18212 N | MOMBA DOWN-UP LED SP WW N | 575.42 | . | MOMBA | MOMBA | EWS | COM EXT | . |  | EXT 0961 | 5414823166464 | N | IP65 | LED Technology | 3000K | 80 | 4 | .
225 20 811 930 N | MOMBA LED 930 N | 408.03 | . | MOMBA | MOMBA | EWS | COM EXT | . |  | EXT 0961 | 5414823234293 | N | IP65 | LED Technology | 3000K | 90 | . | .
225 20 18112 N | MOMBA LED SP WW N | 393.43 | . | MOMBA | MOMBA | EWS | COM EXT | . |  | EXT 0961 | 5414823166457 | N | IP65 | LED Technology | 3000K | 80 | 4 | .
223 53 812 930 A | MONO II DOWN-UP LED 930 A | 410.8 | . | MONO | MONO II | EWS | COM EXT | . |  | EXT 0963 | 5414823285295 | A | IP54 | LED Technology | 3000K | 90 | . | 223 51 812 930 A
223 53 812 930 N | MONO II DOWN-UP LED 930 N | 410.8 | . | MONO | MONO II | EWS | COM EXT | . |  | EXT 0963 | 5414823285301 | N | IP54 | LED Technology | 3000K | 90 | . | 223 51 812 930 G
223 13 811 930 A | MONO II LED 930 A | 300.22 | . | MONO | MONO II | EWS | COM EXT | . |  | EXT 0963 | 5414823285271 | A | IP54 | LED Technology | 3000K | 90 | . | 223 11 811 930 A
223 13 811 930 N | MONO II LED 930 N | 300.22 | . | MONO | MONO II | EWS | COM EXT | . |  | EXT 0963 | 5414823285288 | N | IP54 | LED Technology | 3000K | 90 | . | 223 11 811 930 G
223 16 811 930 A | MONOPOL 26 LED 930 A | 571.9 | . | MONO/DUO POL | MONOPOL | EFS | PRO EXT | . |  | EXT 1071 | 5414823234224 | A | IP55 | LED Technology | 3000K | 90 | . | .
223 16 811 930 G | MONOPOL 26 LED 930 G | 571.9 | . | MONO/DUO POL | MONOPOL | EFS | PRO EXT | . |  | EXT 1071 | 5414823234231 | G | IP55 | LED Technology | 3000K | 90 | . | .
223 17 811 930 A | MONOPOL 70 LED 930 A | 658.88 | . | MONO/DUO POL | MONOPOL | EFS | PRO EXT | . |  | EXT 1071 | 5414823234248 | A | IP55 | LED Technology | 3000K | 90 | . | .
223 17 811 930 G | MONOPOL 70 LED 930 G | 658.88 | . | MONO/DUO POL | MONOPOL | EFS | PRO EXT | . |  | EXT 1071 | 5414823234255 | G | IP55 | LED Technology | 3000K | 90 | . | .
232 321 00 B | MONTUR L O E27 B | 546.21 | . | MONTUR/SONTUR | MONTUR L | IWS | PRO EXT | . |  | INT 0548 | 5414823181023 | B | IP20 | Incandescent | . | . | . | .
232 659 83 B | MONTUR L P 45 LED B | 734.9 | . | MONTUR/SONTUR | MONTUR L P | EFS | PRO EXT | . |  | EXT 1049 | 5414823181108 | B | IP54 | LED Technology | 3000K | 80 | . | .
232 318 83 B | MONTUR L PC LED B | 1069.46 | . | MONTUR/SONTUR | MONTUR L P | EWS | PRO EXT | . |  | INT 0548, EXT 0949 | 5414823181016 | B | IP54 | LED Technology | 3000K | 80 | . | .
232 213 00 B | MONTUR M E27 B | 584.04 | . | MONTUR/SONTUR | MONTUR M | EWS | PRO EXT | . |  | INT 0547, EXT 0949 | 5414823181009 | B | IP65 | Incandescent | . | . | . | .
232 212 82 B | MONTUR M LED HW B | 589.02 | . | MONTUR/SONTUR | MONTUR M | EWS | PRO EXT | . |  | INT 0547, EXT 0949 | 5414823207006 | B | IP65 | LED Technology | 2700K | 80 | . | .
232 212 83 B | MONTUR M LED WW B | 589.02 | . | MONTUR/SONTUR | MONTUR M | EWS | PRO EXT | . |  | INT 0547, EXT 0949 | 5414823180996 | B | IP65 | LED Technology | 3000K | 80 | . | .
232 211 00 B | MONTUR M O E27 B | 472.96 | . | MONTUR/SONTUR | MONTUR M | IWS | PRO EXT | . |  | INT 0547 | 5414823180989 | B | IP20 | Incandescent | . | . | . | .
232 211 00 FBR | MONTUR M O E27 FBR | 552.04 | . | MONTUR/SONTUR | MONTUR M | IWS | PRO INT | . |  | INT 0547 | 5414823275722 | FBR | IP20 | Incandescent | . | . | . | .
232 211 00 FG | MONTUR M O E27 FG | 552.04 | . | MONTUR/SONTUR | MONTUR M | IWS | PRO INT | . |  | INT 0547 | 5414823275739 | FG | IP20 | Incandescent | . | . | . | .
232 712 82 B | MONTUR R LED HW B | 624.75 | . | MONTUR/SONTUR | MONTUR R | EWS | PRO EXT | . |  | INT 0548, EXT 0949 | 5414823242465 | B | IP65 | LED Technology | 2700K | 80 | . | .
232 712 83 B | MONTUR R LED WW B | 624.75 | . | MONTUR/SONTUR | MONTUR R | EWS | PRO EXT | . |  | INT 0548, EXT 0949 | 5414823242472 | B | IP65 | LED Technology | 3000K | 80 | . | .
232 722 83 B | MONTUR R P 20 LED B | 924.14 | . | MONTUR/SONTUR | MONTUR R P | EFS | PRO EXT | . |  | EXT 1049 | 5414823242489 | B | IP55 | LED Technology | 3000K | 80 | . | .
232 742 83 B | MONTUR R P 40 LED B | 1092.06 | . | MONTUR/SONTUR | MONTUR R P | EFS | PRO EXT | . |  | EXT 1049 | 5414823242496 | B | IP55 | LED Technology | 3000K | 80 | . | .
232 772 83 B | MONTUR R P 70 LED B | 1492.45 | . | MONTUR/SONTUR | MONTUR R P | EFS | PRO EXT | . |  | EXT 1049 | 5414823242502 | B | IP55 | LED Technology | 3000K | 80 | . | .
232 112 82 B | MONTUR S LED HW B | 526.75 | . | MONTUR/SONTUR | MONTUR S | EWS | PRO EXT | . |  | INT 0547, EXT 0949 | 5414823207426 | B | IP65 | LED Technology | 2700K | 80 | . | .
232 112 83 B | MONTUR S LED WW B | 526.75 | . | MONTUR/SONTUR | MONTUR S | EWS | PRO EXT | . |  | INT 0547, EXT 0949 | 5414823180972 | B | IP65 | LED Technology | 3000K | 80 | . | .
232 111 00 B | MONTUR S O E27 B | 384.84 | . | MONTUR/SONTUR | MONTUR S | IWS | PRO EXT | . |  | INT 0547 | 5414823180965 | B | IP20 | Incandescent | . | . | . | .
232 111 00 FBR | MONTUR S O E27 FBR | 463.92 | . | MONTUR/SONTUR | MONTUR S | IWS | PRO INT | . |  | INT 0547 | 5414823275708 | FBR | IP20 | Incandescent | . | . | . | .
232 111 00 FG | MONTUR S O E27 FG | 463.92 | . | MONTUR/SONTUR | MONTUR S | IWS | PRO INT | . |  | INT 0547 | 5414823275715 | FG | IP20 | Incandescent | . | . | . | .
232 432 83 B | MONTUR S P 30 LED B | 749.35 | . | MONTUR/SONTUR | MONTUR S P | EFS | PRO EXT | . |  | EXT 1049 | 5414823181030 | B | IP55 | LED Technology | 3000K | 80 | . | .
232 472 83 B | MONTUR S P 65 LED B | 858.41 | . | MONTUR/SONTUR | MONTUR S P | EFS | PRO EXT | . |  | EXT 1049 | 5414823181047 | B | IP55 | LED Technology | 3000K | 80 | . | .
232 492 83 B | MONTUR S P 90 LED B | 904.53 | . | MONTUR/SONTUR | MONTUR S P | EFS | PRO EXT | . |  | EXT 1049 | 5414823181054 | B | IP55 | LED Technology | 3000K | 80 | . | .
232 812 82 B | MONTUR SQL LED HW B | 654.75 | . | MONTUR/SONTUR | MONTUR SQR | EWS | PRO EXT | . |  | INT 0548, EXT 0949 | 5414823242519 | B | IP65 | LED Technology | 2700K | 80 | . | .
232 812 83 B | MONTUR SQL LED WW B | 654.75 | . | MONTUR/SONTUR | MONTUR SQR | EWS | PRO EXT | . |  | INT 0548, EXT 0949 | 5414823242526 | B | IP65 | LED Technology | 3000K | 80 | . | .
232 012 82 B | MONTUR MINI M LED HW B | 449.46 | . | MONTUR/SONTUR | MONTUR XS | EWS | PRO EXT | . |  | EXT 0947 | 5414823275661 | B | IP65 | LED Technology | 2700K | 80 | . | .
232 012 83 B | MONTUR MINI M LED WW B | 449.46 | . | MONTUR/SONTUR | MONTUR XS | EWS | PRO EXT | . |  | EXT 0947 | 5414823275678 | B | IP65 | LED Technology | 3000K | 80 | . | .
232 022 82 B | MONTUR MINI S LED HW B | 429.51 | . | MONTUR/SONTUR | MONTUR XS | EWS | PRO EXT | . |  | EXT 0947 | 5414823275685 | B | IP55 | LED Technology | 2700K | 80 | . | .
232 022 83 B | MONTUR MINI S LED WW B | 429.51 | . | MONTUR/SONTUR | MONTUR XS | EWS | PRO EXT | . |  | EXT 0947 | 5414823275692 | B | IP55 | LED Technology | 3000K | 80 | . | .
232 942 83 B | MONTUR MINI S P 40 WW B | 581.54 | . | MONTUR/SONTUR | MONTUR XS P | EFS | PRO EXT | . |  | EXT 1047 | 5414823275746 | B | IP55 | LED Technology | 3000K | 80 | . | .
232 962 83 B | MONTUR MINI S P 60 WW B | 614.77 | . | MONTUR/SONTUR | MONTUR XS P | EFS | PRO EXT | . |  | EXT 1047 | 5414823275753 | B | IP55 | LED Technology | 3000K | 80 | . | .
25010 9210 BBR | NEEDLE 1 92713 BBR | 326.16 | . | NEEDLE | NEEDLE 1 | ICS | PRO INT | Æ |  | INT 0345 | 5414823322129 | BBR | IP20 | LED Technology | 2700K | 90 | 13 | .
25010 9210 FG | NEEDLE 1 92713 FG | 317.59 | . | NEEDLE | NEEDLE 1 | ICS | PRO INT | Æ |  | INT 0345 | 5414823322136 | FG | IP20 | LED Technology | 2700K | 90 | 13 | .
25010 9220 BBR | NEEDLE 1 92733 BBR | 326.16 | . | NEEDLE | NEEDLE 1 | ICS | PRO INT | Æ |  | INT 0345 | 5414823322143 | BBR | IP20 | LED Technology | 2700K | 90 | 33 | .
25010 9220 FG | NEEDLE 1 92733 FG | 317.59 | . | NEEDLE | NEEDLE 1 | ICS | PRO INT | Æ |  | INT 0345 | 5414823322150 | FG | IP20 | LED Technology | 2700K | 90 | 33 | .
25010 9310 BBR | NEEDLE 1 93013 BBR | 326.16 | . | NEEDLE | NEEDLE 1 | ICS | PRO INT | Æ |  | INT 0345 | 5414823322167 | BBR | IP20 | LED Technology | 3000K | 90 | 13 | .
25010 9310 FG | NEEDLE 1 93013 FG | 317.59 | . | NEEDLE | NEEDLE 1 | ICS | PRO INT | Æ |  | INT 0345 | 5414823322174 | FG | IP20 | LED Technology | 3000K | 90 | 13 | .
25010 9320 BBR | NEEDLE 1 93033 BBR | 326.16 | . | NEEDLE | NEEDLE 1 | ICS | PRO INT | Æ |  | INT 0345 | 5414823322181 | BBR | IP20 | LED Technology | 3000K | 90 | 33 | .
25010 9320 FG | NEEDLE 1 93033 FG | 317.59 | . | NEEDLE | NEEDLE 1 | ICS | PRO INT | Æ |  | INT 0345 | 5414823322198 | FG | IP20 | LED Technology | 3000K | 90 | 33 | .
25011 9210 BBR | NEEDLE 1 OK 92713 BBR | 478.05 | . | NEEDLE | NEEDLE 1 | ICS | PRO INT | Æ |  | INT 0345 | 5414823322204 | BBR | IP20 | LED Technology | 2700K | 90 | 13 | .
25011 9210 FG | NEEDLE 1 OK 92713 FG | 465.25 | . | NEEDLE | NEEDLE 1 | ICS | PRO INT | Æ |  | INT 0345 | 5414823322211 | FG | IP20 | LED Technology | 2700K | 90 | 13 | .
25011 9220 BBR | NEEDLE 1 OK 92733 BBR | 478.05 | . | NEEDLE | NEEDLE 1 | ICS | PRO INT | Æ |  | INT 0345 | 5414823322228 | BBR | IP20 | LED Technology | 2700K | 90 | 33 | .
25011 9220 FG | NEEDLE 1 OK 92733 FG | 465.25 | . | NEEDLE | NEEDLE 1 | ICS | PRO INT | Æ |  | INT 0345 | 5414823322235 | FG | IP20 | LED Technology | 2700K | 90 | 33 | .
25011 9310 BBR | NEEDLE 1 OK 93013 BBR | 478.05 | . | NEEDLE | NEEDLE 1 | ICS | PRO INT | Æ |  | INT 0345 | 5414823322242 | BBR | IP20 | LED Technology | 3000K | 90 | 13 | .
25011 9310 FG | NEEDLE 1 OK 93013 FG | 465.25 | . | NEEDLE | NEEDLE 1 | ICS | PRO INT | Æ |  | INT 0345 | 5414823322259 | FG | IP20 | LED Technology | 3000K | 90 | 13 | .
25011 9320 BBR | NEEDLE 1 OK 93033 BBR | 478.05 | . | NEEDLE | NEEDLE 1 | ICS | PRO INT | Æ |  | INT 0345 | 5414823322266 | BBR | IP20 | LED Technology | 3000K | 90 | 33 | .
25011 9320 FG | NEEDLE 1 OK 93033 FG | 465.25 | . | NEEDLE | NEEDLE 1 | ICS | PRO INT | Æ |  | INT 0345 | 5414823312731 | FG | IP20 | LED Technology | 3000K | 90 | 33 | .
25014 9210 BBR | NEEDLE 1 TRC 92713 BBR | 284.12 | . | NEEDLE | NEEDLE 1 TRC | ICS | PRO INT | Æ |  | INT 0345 | 5414823322433 | BBR | IP20 | LED Technology | 2700K | 90 | 13 | .
25014 9210 FG | NEEDLE 1 TRC 92713 FG | 276.71 | . | NEEDLE | NEEDLE 1 TRC | ICS | PRO INT | Æ |  | INT 0345 | 5414823322440 | FG | IP20 | LED Technology | 2700K | 90 | 13 | .
25014 9220 BBR | NEEDLE 1 TRC 92733 BBR | 284.12 | . | NEEDLE | NEEDLE 1 TRC | ICS | PRO INT | Æ |  | INT 0345 | 5414823322457 | BBR | IP20 | LED Technology | 2700K | 90 | 33 | .
25014 9220 FG | NEEDLE 1 TRC 92733 FG | 276.71 | . | NEEDLE | NEEDLE 1 TRC | ICS | PRO INT | Æ |  | INT 0345 | 5414823322464 | FG | IP20 | LED Technology | 2700K | 90 | 33 | .
25014 9310 BBR | NEEDLE 1 TRC 93013 BBR | 284.12 | . | NEEDLE | NEEDLE 1 TRC | ICS | PRO INT | Æ |  | INT 0345 | 5414823322471 | BBR | IP20 | LED Technology | 3000K | 90 | 13 | .
25014 9310 FG | NEEDLE 1 TRC 93013 FG | 276.71 | . | NEEDLE | NEEDLE 1 TRC | ICS | PRO INT | Æ |  | INT 0345 | 5414823312748 | FG | IP20 | LED Technology | 3000K | 90 | 13 | .
25014 9320 BBR | NEEDLE 1 TRC 93033 BBR | 284.12 | . | NEEDLE | NEEDLE 1 TRC | ICS | PRO INT | Æ |  | INT 0345 | 5414823322488 | BBR | IP20 | LED Technology | 3000K | 90 | 33 | .
25014 9320 FG | NEEDLE 1 TRC 93033 FG | 276.71 | . | NEEDLE | NEEDLE 1 TRC | ICS | PRO INT | Æ |  | INT 0345 | 5414823322495 | FG | IP20 | LED Technology | 3000K | 90 | 33 | .
25015 9210 BBR | NEEDLE 1 TRC OK 92713 BBR | 436 | . | NEEDLE | NEEDLE 1 TRC | ICS | PRO INT | Æ |  | INT 0345 | 5414823322501 | BBR | IP20 | LED Technology | 2700K | 90 | 13 | .
25015 9210 FG | NEEDLE 1 TRC OK 92713 FG | 424.39 | . | NEEDLE | NEEDLE 1 TRC | ICS | PRO INT | Æ |  | INT 0345 | 5414823322518 | FG | IP20 | LED Technology | 2700K | 90 | 13 | .
25015 9220 BBR | NEEDLE 1 TRC OK 92733 BBR | 436 | . | NEEDLE | NEEDLE 1 TRC | ICS | PRO INT | Æ |  | INT 0345 | 5414823322525 | BBR | IP20 | LED Technology | 2700K | 90 | 33 | .
25015 9220 FG | NEEDLE 1 TRC OK 92733 FG | 424.39 | . | NEEDLE | NEEDLE 1 TRC | ICS | PRO INT | Æ |  | INT 0345 | 5414823322532 | FG | IP20 | LED Technology | 2700K | 90 | 33 | .
25015 9310 BBR | NEEDLE 1 TRC OK 93013 BBR | 436 | . | NEEDLE | NEEDLE 1 TRC | ICS | PRO INT | Æ |  | INT 0345 | 5414823322549 | BBR | IP20 | LED Technology | 3000K | 90 | 13 | .
25015 9310 FG | NEEDLE 1 TRC OK 93013 FG | 424.39 | . | NEEDLE | NEEDLE 1 TRC | ICS | PRO INT | Æ |  | INT 0345 | 5414823322556 | FG | IP20 | LED Technology | 3000K | 90 | 13 | .
25015 9320 BBR | NEEDLE 1 TRC OK 93033 BBR | 436 | . | NEEDLE | NEEDLE 1 TRC | ICS | PRO INT | Æ |  | INT 0345 | 5414823322563 | BBR | IP20 | LED Technology | 3000K | 90 | 33 | .
25015 9320 FG | NEEDLE 1 TRC OK 93033 FG | 424.39 | . | NEEDLE | NEEDLE 1 TRC | ICS | PRO INT | Æ |  | INT 0345 | 5414823322570 | FG | IP20 | LED Technology | 3000K | 90 | 33 | .
25012 9210 BBR | NEEDLE 2 92713 BBR | 564.9 | . | NEEDLE | NEEDLE 2 | ICS | PRO INT | Æ |  | INT 0345 | 5414823322273 | BBR | IP20 | LED Technology | 2700K | 90 | 13 | .
25012 9210 FG | NEEDLE 2 92713 FG | 550.17 | . | NEEDLE | NEEDLE 2 | ICS | PRO INT | Æ |  | INT 0345 | 5414823322280 | FG | IP20 | LED Technology | 2700K | 90 | 13 | .
25012 9220 BBR | NEEDLE 2 92733 BBR | 564.9 | . | NEEDLE | NEEDLE 2 | ICS | PRO INT | Æ |  | INT 0345 | 5414823322297 | BBR | IP20 | LED Technology | 2700K | 90 | 33 | .
25012 9220 FG | NEEDLE 2 92733 FG | 550.17 | . | NEEDLE | NEEDLE 2 | ICS | PRO INT | Æ |  | INT 0345 | 5414823322303 | FG | IP20 | LED Technology | 2700K | 90 | 33 | .
25012 9310 BBR | NEEDLE 2 93013 BBR | 564.9 | . | NEEDLE | NEEDLE 2 | ICS | PRO INT | Æ |  | INT 0345 | 5414823322310 | BBR | IP20 | LED Technology | 3000K | 90 | 13 | .
25012 9310 FG | NEEDLE 2 93013 FG | 550.17 | . | NEEDLE | NEEDLE 2 | ICS | PRO INT | Æ |  | INT 0345 | 5414823322327 | FG | IP20 | LED Technology | 3000K | 90 | 13 | .
25012 9320 BBR | NEEDLE 2 93033 BBR | 564.9 | . | NEEDLE | NEEDLE 2 | ICS | PRO INT | Æ |  | INT 0345 | 5414823322334 | BBR | IP20 | LED Technology | 3000K | 90 | 33 | .
25012 9320 FG | NEEDLE 2 93033 FG | 550.17 | . | NEEDLE | NEEDLE 2 | ICS | PRO INT | Æ |  | INT 0345 | 5414823322341 | FG | IP20 | LED Technology | 3000K | 90 | 33 | .
25013 9210 BBR | NEEDLE 2 OK 92713 BBR | 847.86 | . | NEEDLE | NEEDLE 2 | ICS | PRO INT | Æ |  | INT 0345 | 5414823322358 | BBR | IP20 | LED Technology | 2700K | 90 | 13 | .
25013 9210 FG | NEEDLE 2 OK 92713 FG | 825.28 | . | NEEDLE | NEEDLE 2 | ICS | PRO INT | Æ |  | INT 0345 | 5414823322365 | FG | IP20 | LED Technology | 2700K | 90 | 13 | .
25013 9220 BBR | NEEDLE 2 OK 92733 BBR | 847.86 | . | NEEDLE | NEEDLE 2 | ICS | PRO INT | Æ |  | INT 0345 | 5414823322372 | BBR | IP20 | LED Technology | 2700K | 90 | 33 | .
25013 9220 FG | NEEDLE 2 OK 92733 FG | 825.28 | . | NEEDLE | NEEDLE 2 | ICS | PRO INT | Æ |  | INT 0345 | 5414823322389 | FG | IP20 | LED Technology | 2700K | 90 | 33 | .
25013 9310 BBR | NEEDLE 2 OK 93013 BBR | 847.86 | . | NEEDLE | NEEDLE 2 | ICS | PRO INT | Æ |  | INT 0345 | 5414823322396 | BBR | IP20 | LED Technology | 3000K | 90 | 13 | .
25013 9310 FG | NEEDLE 2 OK 93013 FG | 825.28 | . | NEEDLE | NEEDLE 2 | ICS | PRO INT | Æ |  | INT 0345 | 5414823322402 | FG | IP20 | LED Technology | 3000K | 90 | 13 | .
25013 9320 BBR | NEEDLE 2 OK 93033 BBR | 847.86 | . | NEEDLE | NEEDLE 2 | ICS | PRO INT | Æ |  | INT 0345 | 5414823322419 | BBR | IP20 | LED Technology | 3000K | 90 | 33 | .
25013 9320 FG | NEEDLE 2 OK 93033 FG | 825.28 | . | NEEDLE | NEEDLE 2 | ICS | PRO INT | Æ |  | INT 0345 | 5414823322426 | FG | IP20 | LED Technology | 3000K | 90 | 33 | .
286 68 811 930 ED8 B | NYX 930 DIM8 B | 563.53 | . | NYX | NYX | ICP | PRO INT | . |  | INT 0445 | 5414823232183 | B | IP20 | LED Technology | 3000K | 90 | . | .
15118 9300 A | OBLIX 15 930 A | 424.6 | . | OBLIX | OBLIX | EFS | PRO EXT | Æ |  | EXT 1061 | 5414823313790 | A | IP55 | LED Technology | 3000K | 90 | . | .
15118 9300 N | OBLIX 15 930 N | 424.6 | . | OBLIX | OBLIX | EFS | PRO EXT | Æ |  | EXT 1061 | 5414823313806 | N | IP55 | LED Technology | 3000K | 90 | . | .
220 74 811 930 A | OBLIX 40 930 A | 613.39 | . | OBLIX | OBLIX | EFS | PRO EXT | . |  | EXT 1061 | 5414823234163 | A | IP55 | LED Technology | 3000K | 90 | . | .
220 74 811 930 N | OBLIX 40 930 N | 613.39 | . | OBLIX | OBLIX | EFS | PRO EXT | . |  | EXT 1061 | 5414823234170 | N | IP55 | LED Technology | 3000K | 90 | . | .
220 77 811 930 A | OBLIX 70 930 A | 662.28 | . | OBLIX | OBLIX | EFS | PRO EXT | . |  | EXT 1061 | 5414823234187 | A | IP55 | LED Technology | 3000K | 90 | . | .
220 77 811 930 N | OBLIX 70 930 N | 662.28 | . | OBLIX | OBLIX | EFS | PRO EXT | . |  | EXT 1061 | 5414823234194 | N | IP55 | LED Technology | 3000K | 90 | . | .
15116 9300 A | OBLIX F 100 930 A | 723.99 | . | OBLIX | OBLIX F | EFS | PRO EXT | Æ |  | EXT 1061 | 5414823313752 | A | IP55 | LED Technology | 3000K | 90 | . | .
15116 9300 N | OBLIX F 100 930 N | 723.99 | . | OBLIX | OBLIX F | EFS | PRO EXT | Æ |  | EXT 1061 | 5414823313769 | N | IP55 | LED Technology | 3000K | 90 | . | .
15117 9300 A | OBLIX F 15 930 A | 631.12 | . | OBLIX | OBLIX F | EFS | PRO EXT | Æ |  | EXT 1061 | 5414823313776 | A | IP55 | LED Technology | 3000K | 90 | . | .
15117 9300 N | OBLIX F 15 930 N | 631.12 | . | OBLIX | OBLIX F | EFS | PRO EXT | Æ |  | EXT 1061 | 5414823313783 | N | IP55 | LED Technology | 3000K | 90 | . | .
15115 9300 A | OBLIX F 70 930 A | 683.75 | . | OBLIX | OBLIX F | EFS | PRO EXT | Æ |  | EXT 1061 | 5414823313738 | A | IP55 | LED Technology | 3000K | 90 | . | .
15115 9300 N | OBLIX F 70 930 N | 683.75 | . | OBLIX | OBLIX F | EFS | PRO EXT | Æ |  | EXT 1061 | 5414823313745 | N | IP55 | LED Technology | 3000K | 90 | . | .
15122 9300 N | OBLIX R 100 930 N | 840.56 | . | OBLIX | OBLIX R | EFS | PRO EXT | Æ |  | EXT 1059 | 5414823313844 | N | IP55 | LED Technology | 3000K | 90 | . | .
15119 9300 N | OBLIX R 15 930 N | 635.51 | . | OBLIX | OBLIX R | EFS | PRO EXT | Æ |  | EXT 1059 | 5414823313813 | N | IP55 | LED Technology | 3000K | 90 | . | .
15120 9300 N | OBLIX R 40 930 N | 685.04 | . | OBLIX | OBLIX R | EFS | PRO EXT | Æ |  | EXT 1059 | 5414823313820 | N | IP55 | LED Technology | 3000K | 90 | . | .
15121 9300 N | OBLIX R 70 930 N | 742.99 | . | OBLIX | OBLIX R | EFS | PRO EXT | Æ |  | EXT 1059 | 5414823313837 | N | IP55 | LED Technology | 3000K | 90 | . | .
15112 9300 N | OBLIX S 15 930 N | 489.42 | . | OBLIX | OBLIX S | EFS | PRO EXT | Æ |  | EXT 1061 | 5414823313707 | N | IP55 | LED Technology | 3000K | 90 | . | .
15113 9300 N | OBLIX S 40 930 N | 522.69 | . | OBLIX | OBLIX S | EFS | PRO EXT | Æ |  | EXT 1061 | 5414823313714 | N | IP55 | LED Technology | 3000K | 90 | . | .
15114 9300 N | OBLIX S 70 930 N | 568.15 | . | OBLIX | OBLIX S | EFS | PRO EXT | Æ |  | EXT 1061 | 5414823313721 | N | IP55 | LED Technology | 3000K | 90 | . | .
213 19 08 | GENIE BOX 80 S / 90 S | 72.95 | . | OPTIONS | BOX GENIE | EFR | COM EXT | . |  | TEC 34 | 5414823023149 | . | . | . | . | . | . | .
213 19 09 | GENIE BOX 90 R | 79.33 | . | OPTIONS | BOX GENIE | EFR | COM EXT | . |  | TEC 34 | 5414823023156 | . | . | . | . | . | . | .
213 19 10 | LOGIC 60 BOX R | 50.16 | . | OPTIONS | BOX TACTIC | EFR | PRO EXT | . |  | TEC 34 | 5414823125911 | . | . | . | . | . | . | .
328 90 01 | CABLING EXTRA CIRCUIT / MODULE | 34.02 | . | OPTIONS | CABLE & CABLING | IP | PRO INT | . |  | PRO 0658 | 5414823104442 | . | . | . | . | . | . | .
216 12 01 | IP68 CONNECTION KIT | 60.77 | . | OPTIONS | CABLE & CABLING | LAG | PRO EXT | . |  | TEC 34 | 5414823095887 | . | IP68 | . | . | . | . | .
216 12 02 | IP68 CONNECTOR 3P | 36.5 | . | OPTIONS | CABLE & CABLING | LAG | PRO EXT | . |  | TEC 34 | 5414823147883 | . | IP68 | . | . | . | . | .
431 99 02 | IP68 JUNCTION BOX | 32.54 | ∆. | OPTIONS | CABLE & CABLING | EFS | V-PLSN | . |  | EXT 1079, TEC 34 | 5414823268465 | . | IP68 | . | . | . | . | .
404 09 01 | OAO - CABLE SUSPENSION SINGLE 1,6m | 30.1 | . | OPTIONS | CABLE & CABLING | ILP | PRO INT | . |  | PRO 0863 | 5414823277788 | . | . | . | . | . | . | .
431 99 01 | POLESANO FUSE BOX | 186.78 | ∆. | OPTIONS | CABLE & CABLING | EFS | V-PLSN | . |  | EXT 1079 | 5414823268458 | . | IP23 | . | . | . | . | .
422 99 01 B | XY180 CONNECTION BOX B | 105.91 | . | OPTIONS | CABLE & CABLING | ICS | PRO INT | . |  | INT 0351 | 5414823268953 | B | . | . | . | . | . | .
216 12 00 | CBOX | 66.84 | . | OPTIONS | CBOX | EFR | PRO EXT | . |  | TEC 34 | 5414823026034 | . | IP67 | . | . | . | . | .
216 14 35 | CBOX 350 mA / 10W | 143.84 | . | OPTIONS | CBOX | EFR | PRO EXT | . |  | TEC 34 | 5414823084508 | . | IP67 | . | . | . | . | .
202 62 98 01 | CONCRETE BOX 120 | 57.27 | . | OPTIONS | CONCRETE BOX | ICR | PRO INT | . |  | TEC 29 | 5414823014758 | . | . | . | . | . | . | .
202 62 98 02 | CONCRETE BOX 121 | 68.73 | . | OPTIONS | CONCRETE BOX | ICR | PRO INT | . |  | TEC 29 | 5414823014765 | . | . | . | . | . | . | .
304 05 98 | CONCRETE BOX 145 | 58.41 | . | OPTIONS | CONCRETE BOX | ICR | PRO INT | . |  | TEC 29 | 5414823052910 | . | . | . | . | . | . | .
302 19 21 | CONCRETE BOX 151 | 43.54 | . | OPTIONS | CONCRETE BOX | ICR | COM EXT | . |  | TEC 29 | 5414823052439 | . | . | . | . | . | . | .
302 20 21 | CONCRETE BOX 153 | 40.65 | . | OPTIONS | CONCRETE BOX | ICR | PRO INT | . |  | TEC 29 | 5414823052538 | . | . | . | . | . | . | .
270 11 161 | CONCRETE BOX 161 | 50.37 | . | OPTIONS | CONCRETE BOX | ICR | PRO INT | . |  | TEC 29 | 5414823090387 | . | . | . | . | . | . | .
270 11 162 | CONCRETE BOX 162 | 49.69 | . | OPTIONS | CONCRETE BOX | ICR | PRO INT | . |  | TEC 29 | 5414823090394 | . | . | . | . | . | . | .
270 11 186 | CONCRETE BOX 186 | 43.29 | . | OPTIONS | CONCRETE BOX | ICR | COM INT | . |  | TEC 29 | 5414823148514 | . | . | . | . | . | . | .
270 11 187 | CONCRETE BOX 187 | 54.16 | . | OPTIONS | CONCRETE BOX | ICR | COM EXT | . |  | TEC 29 | 5414823148521 | . | . | . | . | . | . | .
270 11 188 | CONCRETE BOX 188 | 47.97 | . | OPTIONS | CONCRETE BOX | ICR | PRO INT | . |  | TEC 29 | 5414823166495 | . | . | . | . | . | . | .
270 11 191 | CONCRETE BOX 191 | 38.74 | . | OPTIONS | CONCRETE BOX | ICR | PRO EXT | . |  | TEC 29 | 5414823188718 | . | . | . | . | . | . | .
270 11 192 | CONCRETE BOX 192 | 52.7 | . | OPTIONS | CONCRETE BOX | ICR | PRO EXT | . |  | TEC 29 | 5414823188725 | . | . | . | . | . | . | .
270 11 195 | CONCRETE BOX 195 | 24.47 | . | OPTIONS | CONCRETE BOX | ICR | COM EXT | . |  | TEC 29 | 5414823243745 | . | . | . | . | . | . | .
270 11 196 | CONCRETE BOX 196 | 31.86 | . | OPTIONS | CONCRETE BOX | ICR | COM EXT | . |  | TEC 29 | 5414823243752 | . | . | . | . | . | . | .
302 19 22 | CONCRETE BOX TR 152 | 30.39 | . | OPTIONS | CONCRETE BOX | EFR | COM EXT | . |  | TEC 29 | 5414823052453 | . | . | . | . | . | . | .
302 20 22 | CONCRETE BOX TR 154 | 31.05 | . | OPTIONS | CONCRETE BOX | EWR | PRO INT | . |  | TEC 29 | 5414823052545 | . | . | . | . | . | . | .
304 32 96 | CONCRETE PACK LOGIC W L | 42.99 | . | OPTIONS | CONCRETE BOX | IWR | PRO EXT | . |  | TEC 32 | 5414823189876 | . | . | . | . | . | . | .
304 33 96 | CONCRETE PACK LOGIC W S | 53.47 | . | OPTIONS | CONCRETE BOX | IWR | PRO EXT | . |  | TEC 32 | 5414823189906 | . | . | . | . | . | . | .
202 71 96 01 | CONCRETE PACK MGIT 1 | 130.66 | . | OPTIONS | CONCRETE PACK | ICR | PRO INT | . |  | TEC 32 | 5414823115349 | . | . | . | . | . | . | .
202 71 96 02 | CONCRETE PACK MGIT 2 | 158.7 | . | OPTIONS | CONCRETE PACK | ICR | PRO INT | . |  | TEC 32 | 5414823115356 | . | . | . | . | . | . | .
202 61 96 01 | EXPOSED CONCRETE PACK GIT 1 | 122.21 | . | OPTIONS | CONCRETE PACK | ICR | PRO INT | . |  | TEC 32 | 5414823012204 | . | . | . | . | . | . | .
202 61 96 02 | EXPOSED CONCRETE PACK GIT 2 | 137.56 | . | OPTIONS | CONCRETE PACK | ICR | PRO INT | . |  | TEC 32 | 5414823012211 | . | . | . | . | . | . | .
203 99 55 ANO | CABLE BASE R ANO | 30.05 | . | OPTIONS | COVERSET/CABLE BASE | ICS | COM INT | . |  | TEC 33 | 5414823021879 | ANO | . | . | . | . | . | .
203 99 55 B | CABLE BASE R B | 30.05 | . | OPTIONS | COVERSET/CABLE BASE | ICS | COM INT | . |  | TEC 33 | 5414823136207 | B | . | . | . | . | . | .
203 99 55 W | CABLE BASE R W | 30.05 | . | OPTIONS | COVERSET/CABLE BASE | ICS | COM INT | . |  | TEC 33 | 5414823021886 | W | . | . | . | . | . | .
203 99 56 ANO | CABLE BASE S ANO | 52.97 | . | OPTIONS | COVERSET/CABLE BASE | ICS | COM INT | . |  | TEC 33 | 5414823021893 | ANO | . | . | . | . | . | .
203 99 56 B | CABLE BASE S B | 52.97 | . | OPTIONS | COVERSET/CABLE BASE | ICS | COM INT | . |  | TEC 33 | 5414823110962 | B | . | . | . | . | . | .
203 99 56 W | CABLE BASE S W | 52.97 | . | OPTIONS | COVERSET/CABLE BASE | ICS | COM INT | . |  | TEC 33 | 5414823021909 | W | . | . | . | . | . | .
204 00 100 ANO | COVERSET R 100 ANO | 37.49 | . | OPTIONS | COVERSET/CABLE BASE | ICS | COM INT | . |  | TEC 33 | 5414823021916 | ANO | . | . | . | . | . | .
204 00 100 B | COVERSET R 100 B | 55.74 | . | OPTIONS | COVERSET/CABLE BASE | ICS | COM INT | . |  | TEC 33 | 5414823166273 | B | . | . | . | . | . | .
204 00 100 W | COVERSET R 100 W | 55.74 | . | OPTIONS | COVERSET/CABLE BASE | ICS | COM INT | . |  | TEC 33 | 5414823021923 | W | . | . | . | . | . | .
204 00 62 ANO | COVERSET R 62 ANO | 27.07 | . | OPTIONS | COVERSET/CABLE BASE | ICS | COM INT | . |  | TEC 33 | 5414823021985 | ANO | . | . | . | . | . | .
204 00 62 B | COVERSET R 62 B | 41.82 | . | OPTIONS | COVERSET/CABLE BASE | ICS | COM INT | . |  | TEC 33 | 5414823166280 | B | . | . | . | . | . | .
204 00 62 W | COVERSET R 62 W | 41.82 | . | OPTIONS | COVERSET/CABLE BASE | ICS | COM INT | . |  | TEC 33 | 5414823021992 | W | . | . | . | . | . | .
204 00 90 ANO | COVERSET R 90 ANO | 33.72 | . | OPTIONS | COVERSET/CABLE BASE | ICS | COM INT | . |  | TEC 33 | 5414823022005 | ANO | . | . | . | . | . | .
204 00 90 B | COVERSET R 90 B | 51.04 | . | OPTIONS | COVERSET/CABLE BASE | ICS | COM INT | . |  | TEC 33 | 5414823166297 | B | . | . | . | . | . | .
204 00 90 W | COVERSET R 90 W | 51.04 | . | OPTIONS | COVERSET/CABLE BASE | ICS | COM INT | . |  | TEC 33 | 5414823022012 | W | . | . | . | . | . | .
204 62 62 ANO | COVERSET S 62 ANO | 27.07 | . | OPTIONS | COVERSET/CABLE BASE | ICS | COM INT | . |  | TEC 33 | 5414823022104 | ANO | . | . | . | . | . | .
204 62 62 B | COVERSET S 62 B | 41.82 | . | OPTIONS | COVERSET/CABLE BASE | ICS | COM INT | . |  | TEC 33 | 5414823166303 | B | . | . | . | . | . | .
204 62 62 W | COVERSET S 62 W | 41.82 | . | OPTIONS | COVERSET/CABLE BASE | ICS | COM INT | . |  | TEC 33 | 5414823022111 | W | . | . | . | . | . | .
204 80 80 ANO | COVERSET S 80 ANO | 30.49 | . | OPTIONS | COVERSET/CABLE BASE | ICS | COM INT | . |  | TEC 33 | 5414823022128 | ANO | . | . | . | . | . | .
204 80 80 B | COVERSET S 80 B | 46.88 | . | OPTIONS | COVERSET/CABLE BASE | ICS | COM INT | . |  | TEC 33 | 5414823166310 | B | . | . | . | . | . | .
204 80 80 W | COVERSET S 80 W | 46.88 | . | OPTIONS | COVERSET/CABLE BASE | ICS | COM INT | . |  | TEC 33 | 5414823022135 | W | . | . | . | . | . | .
204 90 90 ANO | COVERSET S 90 ANO | 37.49 | . | OPTIONS | COVERSET/CABLE BASE | ICS | COM INT | . |  | TEC 33 | 5414823022142 | ANO | . | . | . | . | . | .
204 90 90 B | COVERSET S 90 B | 54.79 | . | OPTIONS | COVERSET/CABLE BASE | ICS | COM INT | . |  | TEC 33 | 5414823166327 | B | . | . | . | . | . | .
204 90 90 W | COVERSET S 90 W | 54.79 | . | OPTIONS | COVERSET/CABLE BASE | ICS | COM INT | . |  | TEC 33 | 5414823022159 | W | . | . | . | . | . | .
308 24 99 B | SUPER-OH! XS CEILING BASE B | 192.02 | . | OPTIONS | COVERSET/CABLE BASE | ICS | PRO INT | . |  | INT 0399 | 5414823246081 | B | . | . | . | . | . | .
202 61 95 01 HP | GRID IN TRIMLESS 1 MOUNTING KIT HP | 89.34 | . | OPTIONS | KIT MOUNTING | ICR | PRO INT | . |  | TEC 31 | 5414823146190 | . | . | . | . | . | . | .
202 61 95 01L | GRID IN TRIMLESS 1 MOUNTING KIT LARGE | 98.77 | . | OPTIONS | KIT MOUNTING | ICR | PRO INT | . |  | TEC 31 | 5414823115363 | . | . | . | . | . | . | .
202 61 95 02 HP | GRID IN TRIMLESS 2 MOUNTING KIT HP | 127.52 | . | OPTIONS | KIT MOUNTING | ICR | PRO INT | . |  | TEC 31 | 5414823146206 | . | . | . | . | . | . | .
202 61 95 02L | GRID IN TRIMLESS 2 MOUNTING KIT LARGE | 136.51 | . | OPTIONS | KIT MOUNTING | ICR | PRO INT | . |  | TEC 31 | 5414823115370 | . | . | . | . | . | . | .
202 71 95 01 | MINIGRID IN 1 MOUNTING KIT | 64.94 | . | OPTIONS | KIT MOUNTING | ICR | PRO INT | . |  | TEC 31 | 5414823091704 | . | . | . | . | . | . | .
202 71 95 01 HP | MINIGRID IN 1 MOUNTING KIT HP | 78.84 | . | OPTIONS | KIT MOUNTING | ICR | PRO INT | . |  | TEC 31 | 5414823146985 | . | . | . | . | . | . | .
202 71 95 01L | MINIGRID IN 1 MOUNTING KIT LARGE | 84.18 | . | OPTIONS | KIT MOUNTING | ICR | PRO INT | . |  | TEC 31 | 5414823115387 | . | . | . | . | . | . | .
202 71 95 02 | MINIGRID IN 2 MOUNTING KIT | 84.65 | . | OPTIONS | KIT MOUNTING | ICR | PRO INT | . |  | TEC 31 | 5414823091711 | . | . | . | . | . | . | .
202 71 95 02 HP | MINIGRID IN 2 MOUNTING KIT HP | 106.19 | . | OPTIONS | KIT MOUNTING | ICR | PRO INT | . |  | TEC 31 | 5414823146992 | . | . | . | . | . | . | .
202 71 95 02L | MINIGRID IN 2 MOUNTING KIT LARGE | 110.3 | . | OPTIONS | KIT MOUNTING | ICR | PRO INT | . |  | TEC 31 | 5414823115394 | . | . | . | . | . | . | .
202 00 64 | MOUNTING KIT 64 | 19.3 | . | OPTIONS | KIT MOUNTING | ICR | PRO INT | . |  | TEC 31 | 5414823091537 | . | . | . | . | . | . | .
202 00 75 | MOUNTING KIT 75 | 24.27 | . | OPTIONS | KIT MOUNTING | ICR | PRO INT | . |  | TEC 31 | 5414823091544 | . | . | . | . | . | . | .
15215 0010 | MOUNTING KIT FLUSH iMAX II ROUND | 31 | . | OPTIONS | KIT MOUNTING | ICR | PRO INT | Æ |  | TEC 31 | 5414823313851 | . | . | . | . | . | . | 400 90 01
15215 0020 | MOUNTING KIT FLUSH iMAX II SQUARE | 30.66 | . | OPTIONS | KIT MOUNTING | ICR | PRO INT | Æ |  | TEC 31 | 5414823313868 | . | . | . | . | . | . | .
304 05 01 | MOUNTING KIT FLUSH INLET S | 32.03 | . | OPTIONS | KIT MOUNTING | IWR | PRO INT | . |  | TEC 31 | 5414823231728 | . | . | . | . | . | . | .
414 90 01 | MOUNTING KIT FLUSH SPY | 36.81 | . | OPTIONS | KIT MOUNTING | ICR | PRO INT | . |  | TEC 31 | 5414823195662 | . | . | . | . | . | . | .
15212 2030 | MOUNTING KIT MIDISPY TRIMLESS O.F.A. | 52.74 | . | OPTIONS | KIT MOUNTING | ICR | PRO INT | Æ |  | TEC 31 | 5414823305306 | . | . | . | . | . | . | 414 21 00
15212 2010 | MOUNTING KIT R102 TRIMLESS O.F.A. | 47.93 | . | OPTIONS | KIT MOUNTING | ICR | PRO INT | Æ |  | TEC 31 | 5414823308659 | . | . | . | . | . | . | 400 91 02 OFA
15212 2000 | MOUNTING KIT R82 TRIMLESS O.F.A. | 37.39 | . | OPTIONS | KIT MOUNTING | ICR | PRO INT | Æ |  | TEC 31 | 5414823305290 | . | . | . | . | . | . | 202 11 82 OFA
15212 2040 | MOUNTING KIT TRIMLESS MICROSPY IN | 34.54 | . | OPTIONS | KIT MOUNTING | ICR | PRO INT | Æ |  | INT 0121 | 5414823310300 | . | . | . | . | . | . | .
15212 2020 | MOUNTING KIT TRIMLESS MICROSPY IN OK | 34.91 | . | OPTIONS | KIT MOUNTING | ICR | PRO INT | Æ |  | INT 0121 | 5414823310294 | . | . | . | . | . | . | .
202 11 19 | PLASTERKIT 101 | 11.85 | . | OPTIONS | KIT PLASTER | ICR | PRO INT | . |  | TEC 29 | 5414823003752 | . | . | . | . | . | . | .
202 14 29 | PLASTERKIT 104 | 17.83 | . | OPTIONS | KIT PLASTER | ICR | PRO INT | . |  | TEC 29 | 5414823084546 | . | . | . | . | . | . | .
202 56 99 01 | PLASTERKIT 118 | 18.73 | . | OPTIONS | KIT PLASTER | ICR | PRO INT | . |  | TEC 29 | 5414823008535 | . | . | . | . | . | . | .
202 62 99 01 | PLASTERKIT 120 | 21.97 | . | OPTIONS | KIT PLASTER | ICR | PRO INT | . |  | TEC 29 | 5414823014819 | . | . | . | . | . | . | .
202 62 99 02 | PLASTERKIT 121 | 27.52 | . | OPTIONS | KIT PLASTER | ICR | PRO INT | . |  | TEC 29 | 5414823014826 | . | . | . | . | . | . | .
202 72 99 01 | PLASTERKIT 126 | 17.88 | . | OPTIONS | KIT PLASTER | ICR | PRO INT | . |  | TEC 29 | 5414823018282 | . | . | . | . | . | . | .
202 72 99 02 | PLASTERKIT 127 | 19.53 | . | OPTIONS | KIT PLASTER | ICR | PRO INT | . |  | TEC 29 | 5414823018305 | . | . | . | . | . | . | .
304 05 99 | PLASTERKIT 145 | 22.2 | . | OPTIONS | KIT PLASTER | ICR | PRO INT | . |  | TEC 29 | 5414823052927 | . | . | . | . | . | . | .
207 01 161 | PLASTERKIT 161 | 16.63 | . | OPTIONS | KIT PLASTER | ICR | PRO INT | . |  | TEC 29 | 5414823090264 | . | . | . | . | . | . | .
207 01 162 | PLASTERKIT 162 | 16.63 | . | OPTIONS | KIT PLASTER | ICR | PRO INT | . |  | TEC 29 | 5414823090271 | . | . | . | . | . | . | .
207 01 170 | PLASTERKIT 170 | 20.69 | . | OPTIONS | KIT PLASTER | ICR | PRO INT | . |  | TEC 29 | 5414823094750 | . | . | . | . | . | . | .
207 01 185 | PLASTERKIT 185 | 19.33 | . | OPTIONS | KIT PLASTER | ICR | PRO INT | . |  | TEC 29 | 5414823130526 | . | . | . | . | . | . | .
207 01 186 | PLASTERKIT 186 | 16.63 | . | OPTIONS | KIT PLASTER | ICR | COM INT | . |  | TEC 29 | 5414823142857 | . | . | . | . | . | . | .
207 01 193 | PLASTERKIT 193 | 20.44 | . | OPTIONS | KIT PLASTER | ICR | PRO INT | . |  | TEC 29 | 5414823186219 | . | . | . | . | . | . | .
321 96 1036 | SUPERDOME RECESSED KIT | 745.48 | . | OPTIONS | KIT RECESSED | ICR | PRO INT | . |  | TEC 31 | 5414823181351 | . | . | . | . | . | . | .
274 94 1310 | SUPERNOVA 125 RECESSED KIT | 436.54 | . | OPTIONS | KIT RECESSED | ICR | PRO INT | . |  | TEC 31 | 5414823103544 | . | . | . | . | . | . | .
274 94 0710 | SUPERNOVA 65 RECESSED KIT | 391.17 | . | OPTIONS | KIT RECESSED | ICR | PRO INT | . |  | TEC 31 | 5414823109188 | . | . | . | . | . | . | .
274 94 1010 | SUPERNOVA 95 RECESSED KIT | 427.33 | . | OPTIONS | KIT RECESSED | ICR | PRO INT | . |  | TEC 31 | 5414823103636 | . | . | . | . | . | . | .
274 88 029 | SUPERNOVA XS RECESSED KIT 260 | 292.14 | . | OPTIONS | KIT RECESSED | ICR | PRO INT | . |  | TEC 31 | 5414823129216 | . | . | . | . | . | . | .
274 88 036 | SUPERNOVA XS RECESSED KIT 330 | 299.43 | . | OPTIONS | KIT RECESSED | ICR | PRO INT | . |  | TEC 31 | 5414823129544 | . | . | . | . | . | . | .
202 61 95 01 | GRID IN TRIMLESS 1 MOUNTING KIT | 62.73 | . | OPTIONS | KIT TRIMLESS | ICR | PRO INT | . |  | TEC 31 | 5414823012150 | . | . | . | . | . | . | .
202 61 95 02 | GRID IN TRIMLESS 2 MOUNTING KIT | 94.63 | . | OPTIONS | KIT TRIMLESS | ICR | PRO INT | . |  | TEC 31 | 5414823012167 | . | . | . | . | . | . | .
202 01 75 | MOUNTING KIT 75 TRIMLESS | 24.47 | . | OPTIONS | KIT TRIMLESS | ICR | PRO INT | . |  | TEC 31 | 5414823098161 | . | . | . | . | . | . | .
202 01 75 OFA | MOUNTING KIT 75 TRIMLESS O.F.A. | 89.85 | . | OPTIONS | KIT TRIMLESS | ICR | PRO INT | . |  | TEC 31 | 5414823143953 | . | . | . | . | . | . | .
424 512 04 00 | MOUNTING KIT DOT.COM M4 TRIMLESS | 50.33 | . | OPTIONS | KIT TRIMLESS | ICR | PRO INT | . |  | TEC 31 | 5414823281655 | . | . | . | . | . | . | .
202 39 60 | MOUNTING KIT GRAND REO TRIMLESS | 37.1 | . | OPTIONS | KIT TRIMLESS | ICR | PRO INT | . |  | TEC 31 | 5414823210563 | . | . | . | . | . | . | .
414 90 02 | MOUNTING KIT MIDISPY TRIMLESS | 67.5 | . | OPTIONS | KIT TRIMLESS | ICR | PRO INT | . |  | TEC 31 | 5414823195679 | . | . | . | . | . | . | .
415 91 60 | MOUNTING KIT R60 TRIMLESS O.F.A. | 45.32 | . | OPTIONS | KIT TRIMLESS | ICR | PRO INT | . |  | TEC 31 | 5414823181528 | . | . | . | . | . | . | .
202 11 82 | MOUNTING KIT R82 TRIMLESS | 42.58 | . | OPTIONS | KIT TRIMLESS | ICR | PRO INT | . |  | TEC 31 | 5414823098970 | . | . | . | . | . | . | .
400 92 00 | MOUNTING KIT S102 TRIMLESS | 43.6 | . | OPTIONS | KIT TRIMLESS | ICR | PRO INT | . |  | TEC 31 | 5414823230530 | . | . | . | . | . | . | .
400 92 00 OFA | MOUNTING KIT S102 TRIMLESS O.F.A. | 90.36 | . | OPTIONS | KIT TRIMLESS | ICR | PRO INT | . |  | TEC 31 | 5414823250170 | . | . | . | . | . | . | .
415 91 102 | MOUNTING KIT SNEAK-R TRIMLESS | 45.64 | . | OPTIONS | KIT TRIMLESS | ICR | PRO INT | . |  | TEC 31 | 5414823235788 | . | . | . | . | . | . | .
304 04 01 | MOUNTING KIT TAGLINE TRIMLESS | 53.75 | . | OPTIONS | KIT TRIMLESS | ICR | PRO INT | . |  | TEC 31 | 5414823277184 | . | . | . | . | . | . | .
202 15 61 971 | MOUNTING KIT TWEETER TRIMLESS | 87.82 | . | OPTIONS | KIT TRIMLESS | ICR | PRO INT | . |  | TEC 31 | 5414823129018 | . | . | . | . | . | . | .
229 01 01 | PIN 1 | 37.37 | . | OPTIONS | PIN / PLATE | EFS | PRO EXT | . |  | EXT 1071, TEC 35 | 5414823031540 | . | . | . | . | . | . | .
229 01 11 | PIN 11 | 70.59 | . | OPTIONS | PIN / PLATE | EFS | PRO EXT | . |  | EXT 1027, EXT 1029, EXT 1053, TEC 35 | 5414823092848 | . | . | . | . | . | . | .
229 01 12 | PIN 12 | 73.11 | . | OPTIONS | PIN / PLATE | EFS | PRO EXT | . |  | EXT 1061, TEC 35 | 5414823092831 | . | . | . | . | . | . | .
229 01 14 | PIN 14 | 74.38 | . | OPTIONS | PIN / PLATE | EFS | PRO EXT | . |  | EXT 1039, TEC 35 | 5414823115448 | . | . | . | . | . | . | .
229 01 15 | PIN 15 | 69.98 | . | OPTIONS | PIN / PLATE | EFS | PRO EXT | . |  | EXT 1039, TEC 35 | 5414823115455 | . | . | . | . | . | . | .
229 01 16 | PIN 16 | 41.94 | . | OPTIONS | PIN / PLATE | EFS | PRO EXT | . |  | EXT 0955, 0957, TEC 35 | 5414823242076 | . | . | . | . | . | . | .
15222 0170 | PIN 17 | 47.69 | . | OPTIONS | PIN / PLATE | EFS | PRO EXT | Æ |  | EXT 1061, TEC 35 | 5414823313875 | . | . | . | . | . | . | .
15222 0180 | PIN 18 | 59.66 | . | OPTIONS | PIN / PLATE | EFS | PRO EXT | Æ |  | EXT 1061, TEC 35 | 5414823313882 | . | . | . | . | . | . | .
229 01 02 | PIN 2 | 49.35 | . | OPTIONS | PIN / PLATE | EFS | PRO EXT | . |  | EXT 1047, EXT 1067, TEC 35 | 5414823031557 | . | . | . | . | . | . | .
229 01 03 | PIN 3 | 55.64 | . | OPTIONS | PIN / PLATE | EFS | PRO EXT | . |  | EXT 1029, EXT 1043, EXT 1059, TEC 35 | 5414823031564 | . | . | . | . | . | . | .
229 01 04 | PIN 4 | 103.41 | . | OPTIONS | PIN / PLATE | EFS | PRO EXT | . |  | EXT 1055, TEC 35 | 5414823031571 | . | . | . | . | . | . | .
229 02 01 | PLATE 1 | 64.52 | . | OPTIONS | PIN / PLATE | EFS | PRO EXT | . |  | EXT 1071, TEC 35 | 5414823031618 | . | . | . | . | . | . | .
229 02 11 | PLATE 11 | 222.97 | ∆. | OPTIONS | PIN / PLATE | EFS | V-PLSN | . |  | EXT 1079, TEC 35 | 5414823275654 | . | . | . | . | . | . | .
229 02 02 | PLATE 2 | 55.06 | . | OPTIONS | PIN / PLATE | EFS | PRO EXT | . |  | EXT 1047, EXT 1067, TEC 35 | 5414823031625 | . | . | . | . | . | . | .
229 02 03 | PLATE 3 | 122.92 | . | OPTIONS | PIN / PLATE | EFS | PRO EXT | . |  | EXT 1049, TEC 35 | 5414823031632 | . | . | . | . | . | . | .
229 02 07 | PLATE 7 | 67.84 | . | OPTIONS | PIN / PLATE | EFS | PRO EXT | . |  | EXT 1061, TEC 35 | 5414823093197 | . | . | . | . | . | . | .
15229 0010 B | CABLE CLAMP B | 28.97 | . | OPTIONS | SUSPENSION | ICP | PRO INT | Æ |  | TEC 33 | 5414823312649 | B | . | . | . | . | . | .
328 24 61 B | CENTRAL ROD SUSPENSION 65 1m B | 210.51 | . | OPTIONS | SUSPENSION | ICP | PRO INT | . |  | INT 0419 | 5414823248290 | B | . | . | . | . | . | .
328 24 61 W | CENTRAL ROD SUSPENSION 65 1m W | 210.51 | . | OPTIONS | SUSPENSION | ICP | PRO INT | . |  | INT 0419 | 5414823248306 | W | . | . | . | . | . | .
328 24 91 B | CENTRAL ROD SUSPENSION 95 1m B | 247.17 | . | OPTIONS | SUSPENSION | ICP | PRO INT | . |  | INT 0419 | 5414823248313 | B | . | . | . | . | . | .
328 24 91 W | CENTRAL ROD SUSPENSION 95 1m W | 247.17 | . | OPTIONS | SUSPENSION | ICP | PRO INT | . |  | INT 0419 | 5414823248320 | W | . | . | . | . | . | .
274 97 10 B | CENTRAL ROD SUSPENSION SUPERNOVA FLAT 1m B | 220.83 | . | OPTIONS | SUSPENSION | ICP | PRO INT | . |  | INT 0425 | 5414823276293 | B | . | . | . | . | . | .
274 97 10 W | CENTRAL ROD SUSPENSION SUPERNOVA FLAT 1m W | 220.83 | . | OPTIONS | SUSPENSION | ICP | PRO INT | . |  | INT 0425 | 5414823276309 | W | . | . | . | . | . | .
328 23 23 B | CENTRAL SUSPENSION B | 160.31 | . | OPTIONS | SUSPENSION | ICP | PRO INT | . |  | INT 0401 | 5414823213625 | B | . | . | . | . | . | .
328 26 23 B | CENTRAL SUSPENSION SUPERNOVA FLAT 3m B | 215.69 | . | OPTIONS | SUSPENSION | ICP | PRO INT | . |  | INT 0425 | 5414823277566 | B | . | . | . | . | . | .
328 26 23 W | CENTRAL SUSPENSION SUPERNOVA FLAT 3m W | 215.69 | . | OPTIONS | SUSPENSION | ICP | PRO INT | . |  | INT 0425 | 5414823277573 | W | . | . | . | . | . | .
328 23 23 W | CENTRAL SUSPENSION W | 160.31 | . | OPTIONS | SUSPENSION | ICP | PRO INT | . |  | INT 0401 | 5414823213632 | W | . | . | . | . | . | .
328 10 03 | CONNECTION TRIMLESS O.F.A. | 134.07 | . | OPTIONS | SUSPENSION | ICR | PRO INT | . |  | PRO 0659, TEC 33 | 5414823152474 | . | IP20 | . | . | . | . | .
328 10 04 | JACKPOINT TRIMLESS O.F.A. | 148.03 | . | OPTIONS | SUSPENSION | ICS | PRO INT | . |  | INT 0307 | 5414823152481 | . | IP20 | . | . | . | . | .
328 27 40 B | OAO - ROD SUSPENSION 0,4m B | 178.37 | . | OPTIONS | SUSPENSION | ILP | PRO INT | . |  | PRO 0863 | 5414823277603 | B | . | . | . | . | . | .
328 27 40 W | OAO - ROD SUSPENSION 0,4m W | 178.37 | . | OPTIONS | SUSPENSION | ILP | PRO INT | . |  | PRO 0863 | 5414823277610 | W | . | . | . | . | . | .
328 27 80 B | OAO - ROD SUSPENSION 0,8m B | 200.48 | . | OPTIONS | SUSPENSION | ILP | PRO INT | . |  | PRO 0863 | 5414823277627 | B | . | . | . | . | . | .
328 27 80 W | OAO - ROD SUSPENSION 0,8m W | 200.48 | . | OPTIONS | SUSPENSION | ILP | PRO INT | . |  | PRO 0863 | 5414823277634 | W | . | . | . | . | . | .
232 20 99 | STRAP | 63.75 | . | OPTIONS | SUSPENSION | ECS | PRO EXT | . |  | EXT 0955, 0957, 0995 | 5414823242434 | . | . | . | . | . | . | .
328 10 02 | SUSPENSION + CONNECTION TRIMLESS O.F.A. | 141.68 | . | OPTIONS | SUSPENSION | ICP | PRO INT | . |  | PRO 0659, TEC 33 | 5414823152467 | . | IP20 | . | . | . | . | .
328 12 01 | SUSPENSION 2 SINGLE 1,6 | 24.51 | . | OPTIONS | SUSPENSION | IP | PRO INT | . |  | PRO 0827, 0829, 0875 | 5414823102264 | . | . | . | . | . | . | .
328 12 06 | SUSPENSION 2 SINGLE 6,0 | 34.12 | . | OPTIONS | SUSPENSION | IP | PRO INT | . |  | PRO 0827, 0829, 0875 | 5414823102820 | . | . | . | . | . | . | .
328 22 01 | SUSPENSION 2 TWIN 1,6 | 60.17 | . | OPTIONS | SUSPENSION | IP | PRO INT | . |  | PRO 0875 | 5414823102585 | . | . | . | . | . | . | .
377 20 21 | SUSPENSION 20 SINGLE 1,6 | 33.04 | . | OPTIONS | SUSPENSION | IP | PRO INT | . |  | PRO 0839, 0841, 0855 | 5414823133190 | . | . | . | . | . | . | .
377 20 26 | SUSPENSION 20 SINGLE 6,0 | 50.82 | . | OPTIONS | SUSPENSION | IP | PRO INT | . |  | PRO 0839, 0841, 0855 | 5414823134227 | . | . | . | . | . | . | .
379 20 21 | SUSPENSION 21 SINGLE 1,6 | 17.47 | . | OPTIONS | SUSPENSION | ICP | PRO INT | . |  | PRO 0703 | 5414823211072 | . | . | . | . | . | . | .
379 20 26 | SUSPENSION 21 SINGLE 6,0 | 29.38 | . | OPTIONS | SUSPENSION | ICP | PRO INT | . |  | PRO 0703 | 5414823213649 | . | . | . | . | . | . | .
328 18 01 | SUSPENSION 7 SINGLE 1,6 | 26.72 | . | OPTIONS | SUSPENSION | ICP | PRO INT | . |  | PRO 0869 | 5414823167560 | . | . | . | . | . | . | .
328 18 06 | SUSPENSION 7 SINGLE 6,0 | 36.09 | . | OPTIONS | SUSPENSION | ICP | PRO INT | . |  | PRO 0869 | 5414823167577 | . | . | . | . | . | . | .
286 71 03 | SUSPENSION CHAIN 3,0 | 274.51 | . | OPTIONS | SUSPENSION | ICP | PRO INT | . |  | INT 0453 | 5414823128547 | . | . | . | . | . | . | .
286 71 06 | SUSPENSION CHAIN 6,0 | 405.27 | . | OPTIONS | SUSPENSION | ICP | PRO INT | . |  | INT 0453 | 5414823128554 | . | . | . | . | . | . | .
328 18 43 | SUSPENSION SET 18 3m | 164.7 | . | OPTIONS | SUSPENSION | ICP | PRO INT | . |  | INT 0216, 0419 | 5414823115523 | . | . | . | . | . | . | .
328 18 43 ED1 | SUSPENSION SET 18 DIM1 3m | 210.01 | . | OPTIONS | SUSPENSION | ICP | PRO INT | . |  | INT 0216, 0419 | 5414823127243 | . | . | . | . | . | . | .
328 18 43 TW ED5 | SUSPENSION SET 18 TW DIM5 3m | 248.9 | . | OPTIONS | SUSPENSION | ICP | PRO INT | . |  | INT 0217, 0420 | 5414823248283 | . | . | . | . | . | . | .
328 22 22 | SUSPENSION SET 22 1.6m | 113.93 | . | OPTIONS | SUSPENSION | ICP | PRO INT | . |  | INT 0471 | 5414823152535 | . | . | . | . | . | . | .
328 22 22 ED1 | SUSPENSION SET 22 DIM1 1.6m | 139.32 | . | OPTIONS | SUSPENSION | ICP | PRO INT | . |  | INT 0471 | 5414823152542 | . | . | . | . | . | . | .
328 25 43 | SUSPENSION SET 25 3m | 109 | . | OPTIONS | SUSPENSION | ICP | PRO INT | . |  | INT 0425, 0433 | 5414823277542 | . | . | . | . | . | . | .
328 25 43 ED | SUSPENSION SET 25 DIM 3m | 179.71 | . | OPTIONS | SUSPENSION | ICP | PRO INT | . |  | INT 0425, 0433 | 5414823277559 | . | . | . | . | . | . | .
328 26 43 | SUSPENSION SET 26 3m | 109 | . | OPTIONS | SUSPENSION | ICP | PRO INT | . |  | INT 0433 | 5414823277580 | . | . | . | . | . | . | .
328 26 43 ED | SUSPENSION SET 26 DIM 3m | 179.71 | . | OPTIONS | SUSPENSION | ICP | PRO INT | . |  | INT 0433 | 5414823277597 | . | . | . | . | . | . | .
328 15 41 | SUSPENSION SET 4 1,6m | 85.7 | . | OPTIONS | SUSPENSION | ICP | PRO INT | . |  | INT 0441 | 5414823090912 | . | . | . | . | . | . | .
328 10 01 | SUSPENSION TRIMLESS O.F.A. | 138.72 | . | OPTIONS | SUSPENSION | ICP | PRO INT | . |  | PRO 0659, TEC 33 | 5414823152450 | . | . | . | . | . | . | .
425 09 01 | TGL-ON - CABLE SUSPENSION SINGLE 1,6m | 40.28 | . | OPTIONS | SUSPENSION | ILP | PRO INT | . |  | PRO 0759 | 5414823282379 | . | . | . | . | . | . | .
200 12 13 | TRACK 3F DIM ON SUSPENSION 3,0m | 42.96 | . | OPTIONS | SUSPENSION | IT | PRO INT | . |  | INT 0595 | 5414823237904 | . | . | . | . | . | . | .
202 60 98 01 | GRID IN ZB 1 BOX L | 33.39 | . | OPTIONS | ZB BOX | ICR | PRO INT | . |  | TEC 32 | 5414823010019 | . | . | . | . | . | . | .
202 60 98 02 | GRID IN ZB 2 BOX L | 37.46 | . | OPTIONS | ZB BOX | ICR | PRO INT | . |  | TEC 32 | 5414823010033 | . | . | . | . | . | . | .
202 70 98 01 | MINIGRID IN ZB 1 BOX L | 30.34 | . | OPTIONS | ZB BOX | ICR | PRO INT | . |  | TEC 32 | 5414823016165 | . | . | . | . | . | . | .
202 70 98 02 | MINIGRID IN ZB 2 BOX L | 32.74 | . | OPTIONS | ZB BOX | ICR | PRO INT | . |  | TEC 32 | 5414823016196 | . | . | . | . | . | . | .
271 04 92 ED8 B-MMAT | ORBIT LED 927 DIM8 B-MMAT | 298.59 | . | ORBIT | ORBIT | IWS | COM INT | . |  | INT 0519 | 5414823210969 | B-MMAT | IP20 | LED Technology | 2700K | 90 | . | .
271 04 92 ED8 W-W | ORBIT LED 927 DIM8 W-W | 298.59 | . | ORBIT | ORBIT | IWS | COM INT | . |  | INT 0519 | 5414823213007 | W-W | IP20 | LED Technology | 2700K | 90 | . | .
271 04 93 ED8 B-MMAT | ORBIT LED 930 DIM8 B-MMAT | 298.59 | . | ORBIT | ORBIT | IWS | COM INT | . |  | INT 0519 | 5414823213014 | B-MMAT | IP20 | LED Technology | 3000K | 90 | . | .
271 04 93 ED8 W-W | ORBIT LED 930 DIM8 W-W | 298.59 | . | ORBIT | ORBIT | IWS | COM INT | . |  | INT 0519 | 5414823213021 | W-W | IP20 | LED Technology | 3000K | 90 | . | .
472 361 00 BP | ORBIT PUNK Hi BP | 389.17 | . | ORBIT | ORBIT PUNK | IWS | PRO INT | . |  | INT 0517 | 5414823284014 | BP | IP20 | Halogen Mains-Voltage | . | . | . | .
472 361 00 GC | ORBIT PUNK Hi GC | 349.69 | . | ORBIT | ORBIT PUNK | IWS | PRO INT | . |  | INT 0517 | 5414823284021 | GC | IP20 | Halogen Mains-Voltage | . | . | . | .
271 08 92 ED8 BP-MMAT | ORBIT PUNK LED 927 DIM8 BP-MMAT | 524.35 | . | ORBIT | ORBIT PUNK | IWS | PRO INT | . |  | INT 0517 | 5414823276057 | BP-MMAT | IP20 | LED Technology | 2700K | 90 | . | .
271 08 92 ED8 GC-B | ORBIT PUNK LED 927 DIM8 GC-B | 484.88 | . | ORBIT | ORBIT PUNK | IWS | PRO INT | . |  | INT 0517 | 5414823276064 | GC-B | IP20 | LED Technology | 2700K | 90 | . | .
271 08 93 ED8 BP-MMAT | ORBIT PUNK LED 930 DIM8 BP-MMAT | 524.35 | . | ORBIT | ORBIT PUNK | IWS | PRO INT | . |  | INT 0517 | 5414823276071 | BP-MMAT | IP20 | LED Technology | 3000K | 90 | . | .
271 08 93 ED8 GC-B | ORBIT PUNK LED 930 DIM8 GC-B | 484.88 | . | ORBIT | ORBIT PUNK | IWS | PRO INT | . |  | INT 0517 | 5414823276088 | GC-B | IP20 | LED Technology | 3000K | 90 | . | .
271 05 92 B-MMAT | ORBIT T LED 927 B-MMAT | 168.26 | . | ORBIT | ORBIT T | IWS | COM INT | . |  | INT 0519 | 5414823233951 | B-MMAT | IP20 | LED Technology | 2700K | 90 | . | .
271 05 92 W-W | ORBIT T LED 927 W-W | 160.83 | . | ORBIT | ORBIT T | IWS | COM INT | . |  | INT 0519 | 5414823233968 | W-W | IP20 | LED Technology | 2700K | 90 | . | .
271 05 93 B-MMAT | ORBIT T LED 930 B-MMAT | 168.26 | . | ORBIT | ORBIT T | IWS | COM INT | . |  | INT 0519 | 5414823233975 | B-MMAT | IP20 | LED Technology | 3000K | 90 | . | .
271 05 93 W-W | ORBIT T LED 930 W-W | 160.83 | . | ORBIT | ORBIT T | IWS | COM INT | . |  | INT 0519 | 5414823233982 | W-W | IP20 | LED Technology | 3000K | 90 | . | .
206 06 811 922 W | OREO 92733 S1 W | 190.41 | . | OREO | OREO | ICR | PRO INT | . |  | INT 0039 | 5414823231193 | W | IP23/20-20/20 | LED Technology | 2700K | 90 | 33 | .
206 06 811 932 W | OREO 93033 S1 W | 190.41 | . | OREO | OREO | ICR | PRO INT | . |  | INT 0039 | 5414823234149 | W | IP23/20-20/20 | LED Technology | 3000K | 90 | 33 | .
345 01 21 W | OUTFIT L 211 T50 W | 354.91 | . | OUTFIT | OUTFIT L | ICS | PRO INT | . |  | INT 0441 | 5414823090936 | W | IP20 | Halogen Low-Voltage | . | . | . | .
345 01 41 W | OUTFIT L 411 T50 W | 585.84 | . | OUTFIT | OUTFIT L | ICS | PRO INT | . |  | INT 0441 | 5414823090943 | W | IP20 | Halogen Low-Voltage | . | . | . | .
345 02 21 W | OUTFIT U 211 T50 W | 360.06 | . | OUTFIT | OUTFIT U | ICS | PRO INT | . |  | INT 0441 | 5414823090950 | W | IP20 | Halogen Low-Voltage | . | . | . | .
345 02 41 W | OUTFIT U 411 T50 W | 643.35 | . | OUTFIT | OUTFIT U | ICS | PRO INT | . |  | INT 0441 | 5414823090981 | W | IP20 | Halogen Low-Voltage | . | . | . | .
274 85 2515 W | PITCH 260 W | 501.15 | . | PITCH | PITCH | ICS | COM INT | . |  | INT 0411 | 5414823148569 | W | IP40 | LED Technology | 3000K | 80 | . | .
274 85 4535 W | PITCH 450 W | 868.7 | . | PITCH | PITCH | ICS | COM INT | . |  | INT 0411 | 5414823188848 | W | IP40 | LED Technology | 3000K | 80 | . | .
274 85 1607 W | PITCH 162 W | 359.85 | . | PITCH | PITCH 162 | ICS | COM INT | . |  | INT 0411 | 5414823166556 | W | IP40 | LED Technology | 3000K | 80 | . | .
15932 0010 N | POLESANO FLOOR BASE N | 203.18 | ∆. | POLESANO | POLESANO ACC | EFS | V-PLSN | Æ |  | EXT 1080 | 5414823313974 | N | . | . | . | . | . | .
43 11 833 A-B | POLESANO 830 FLOOD A-B | 1262.68 | ∆. | POLESANO | POLESANO HEAD | EFS | V-PLSN | . |  | EXT 1078 | 5414823282553 | A-B | IP66 | LED Technology | 3000K | 80 | 70 | .
43 11 833 N-B | POLESANO 830 FLOOD N-B | 1262.68 | ∆. | POLESANO | POLESANO HEAD | EFS | V-PLSN | . |  | EXT 1078 | 5414823282560 | N-B | IP66 | LED Technology | 3000K | 80 | 70 | .
43 11 832 A-B | POLESANO 830 MEDIUM A-B | 1262.68 | ∆. | POLESANO | POLESANO HEAD | EFS | V-PLSN | . |  | EXT 1078 | 5414823282539 | A-B | IP66 | LED Technology | 3000K | 80 | 43 | .
43 11 832 N-B | POLESANO 830 MEDIUM N-B | 1262.68 | ∆. | POLESANO | POLESANO HEAD | EFS | V-PLSN | . |  | EXT 1078 | 5414823282546 | N-B | IP66 | LED Technology | 3000K | 80 | 43 | .
43 11 831 A-B | POLESANO 830 SPOT A-B | 1262.68 | ∆. | POLESANO | POLESANO HEAD | EFS | V-PLSN | . |  | EXT 1078 | 5414823282515 | A-B | IP66 | LED Technology | 3000K | 80 | 15 | .
43 11 831 N-B | POLESANO 830 SPOT N-B | 1262.68 | ∆. | POLESANO | POLESANO HEAD | EFS | V-PLSN | . |  | EXT 1078 | 5414823282522 | N-B | IP66 | LED Technology | 3000K | 80 | 15 | .
43 11 834 A-B | POLESANO 830 STREET A-B | 1262.68 | ∆. | POLESANO | POLESANO HEAD | EFS | V-PLSN | . |  | EXT 1078 | 5414823282577 | A-B | IP66 | LED Technology | 3000K | 80 | 150 | .
43 11 834 N-B | POLESANO 830 STREET N-B | 1262.68 | ∆. | POLESANO | POLESANO HEAD | EFS | V-PLSN | . |  | EXT 1078 | 5414823282584 | N-B | IP66 | LED Technology | 3000K | 80 | 150 | .
43 11 843 A-B | POLESANO 840 FLOOD A-B | 1262.68 | ∆. | POLESANO | POLESANO HEAD | EFS | V-PLSN | . |  | EXT 1078 | 5414823282638 | A-B | IP66 | LED Technology | 4000K | 80 | 70 | .
43 11 843 N-B | POLESANO 840 FLOOD N-B | 1262.68 | ∆. | POLESANO | POLESANO HEAD | EFS | V-PLSN | . |  | EXT 1078 | 5414823282645 | N-B | IP66 | LED Technology | 4000K | 80 | 70 | .
43 11 842 A-B | POLESANO 840 MEDIUM A-B | 1262.68 | ∆. | POLESANO | POLESANO HEAD | EFS | V-PLSN | . |  | EXT 1078 | 5414823282614 | A-B | IP66 | LED Technology | 4000K | 80 | 43 | .
43 11 842 N-B | POLESANO 840 MEDIUM N-B | 1262.68 | ∆. | POLESANO | POLESANO HEAD | EFS | V-PLSN | . |  | EXT 1078 | 5414823282621 | N-B | IP66 | LED Technology | 4000K | 80 | 43 | .
43 11 841 A-B | POLESANO 840 SPOT A-B | 1262.68 | ∆. | POLESANO | POLESANO HEAD | EFS | V-PLSN | . |  | EXT 1078 | 5414823282591 | A-B | IP66 | LED Technology | 4000K | 80 | 15 | .
43 11 841 N-B | POLESANO 840 SPOT N-B | 1262.68 | ∆. | POLESANO | POLESANO HEAD | EFS | V-PLSN | . |  | EXT 1078 | 5414823282607 | N-B | IP66 | LED Technology | 4000K | 80 | 15 | .
43 11 844 A-B | POLESANO 840 STREET A-B | 1262.68 | ∆. | POLESANO | POLESANO HEAD | EFS | V-PLSN | . |  | EXT 1078 | 5414823282652 | A-B | IP66 | LED Technology | 4000K | 80 | 150 | .
43 11 844 N-B | POLESANO 840 STREET N-B | 1262.68 | ∆. | POLESANO | POLESANO HEAD | EFS | V-PLSN | . |  | EXT 1078 | 5414823282669 | N-B | IP66 | LED Technology | 4000K | 80 | 150 | .
15931 8340 N-B | POLESANO W 830 STREET N-B | 1302.9 | ∆. | POLESANO | POLESANO HEAD W | EWS | V-PLSN | Æ |  | EXT 1080 | 5414823313929 | N-B | IP66 | LED Technology | 3000K | 80 | 150 | .
15931 8310 N-B | POLESANO W 83015 N-B | 1302.9 | ∆. | POLESANO | POLESANO HEAD W | EWS | V-PLSN | Æ |  | EXT 1080 | 5414823313899 | N-B | IP66 | LED Technology | 3000K | 80 | 15 | .
15931 8320 N-B | POLESANO W 83043 N-B | 1302.9 | ∆. | POLESANO | POLESANO HEAD W | EWS | V-PLSN | Æ |  | EXT 1080 | 5414823313905 | N-B | IP66 | LED Technology | 3000K | 80 | 43 | .
15931 8330 N-B | POLESANO W 83070 N-B | 1302.9 | ∆. | POLESANO | POLESANO HEAD W | EWS | V-PLSN | Æ |  | EXT 1080 | 5414823313912 | N-B | IP66 | LED Technology | 3000K | 80 | 70 | .
15931 8440 N-B | POLESANO W 840 STREET N-B | 1302.9 | ∆. | POLESANO | POLESANO HEAD W | EWS | V-PLSN | Æ |  | EXT 1080 | 5414823313967 | N-B | IP66 | LED Technology | 4000K | 80 | 150 | .
15931 8410 N-B | POLESANO W 84015 N-B | 1302.9 | ∆. | POLESANO | POLESANO HEAD W | EWS | V-PLSN | Æ |  | EXT 1080 | 5414823313936 | N-B | IP66 | LED Technology | 4000K | 80 | 15 | .
15931 8420 N-B | POLESANO W 84043 N-B | 1302.9 | ∆. | POLESANO | POLESANO HEAD W | EWS | V-PLSN | Æ |  | EXT 1080 | 5414823313943 | N-B | IP66 | LED Technology | 4000K | 80 | 43 | .
15931 8430 N-B | POLESANO W 84070 N-B | 1302.9 | ∆. | POLESANO | POLESANO HEAD W | EWS | V-PLSN | Æ |  | EXT 1080 | 5414823313950 | N-B | IP66 | LED Technology | 4000K | 80 | 70 | .
431 400 111 11 A | POLESANO 4M - 1 ANCHORED A | 1759.27 | ∆. | POLESANO | POLESANO POLE | EFS | V-PLSN | . |  | EXT 1079 | 5414823282690 | A | IP54 | . | . | . | . | .
431 400 111 11 N | POLESANO 4M - 1 ANCHORED N | 1759.27 | ∆. | POLESANO | POLESANO POLE | EFS | V-PLSN | . |  | EXT 1079 | 5414823282706 | N | IP54 | . | . | . | . | .
431 400 221 11 A | POLESANO 4M - 1 BASE A | 2003.75 | ∆. | POLESANO | POLESANO POLE | EFS | V-PLSN | . |  | EXT 1079 | 5414823282799 | A | IP54 | . | . | . | . | .
431 400 221 11 N | POLESANO 4M - 1 BASE N | 2003.75 | ∆. | POLESANO | POLESANO POLE | EFS | V-PLSN | . |  | EXT 1079 | 5414823272400 | N | IP54 | . | . | . | . | .
431 400 111 211 A | POLESANO 4M - 21L ANCHORED A | 1822.26 | ∆. | POLESANO | POLESANO POLE | EFS | V-PLSN | . |  | EXT 1079 | 5414823282713 | A | IP54 | . | . | . | . | .
431 400 111 211 N | POLESANO 4M - 21L ANCHORED N | 1822.26 | ∆. | POLESANO | POLESANO POLE | EFS | V-PLSN | . |  | EXT 1079 | 5414823282720 | N | IP54 | . | . | . | . | .
431 400 221 211 A | POLESANO 4M - 21L BASE A | 2066.76 | ∆. | POLESANO | POLESANO POLE | EFS | V-PLSN | . |  | EXT 1079 | 5414823282805 | A | IP54 | . | . | . | . | .
431 400 221 211 N | POLESANO 4M - 21L BASE N | 2066.76 | ∆. | POLESANO | POLESANO POLE | EFS | V-PLSN | . |  | EXT 1079 | 5414823282812 | N | IP54 | . | . | . | . | .
431 400 111 221 A | POLESANO 4M - 22L ANCHORED A | 1822.26 | ∆. | POLESANO | POLESANO POLE | EFS | V-PLSN | . |  | EXT 1079 | 5414823282737 | A | IP54 | . | . | . | . | .
431 400 111 221 N | POLESANO 4M - 22L ANCHORED N | 1822.26 | ∆. | POLESANO | POLESANO POLE | EFS | V-PLSN | . |  | EXT 1079 | 5414823282744 | N | IP54 | . | . | . | . | .
431 400 221 221 A | POLESANO 4M - 22L BASE A | 2066.76 | ∆. | POLESANO | POLESANO POLE | EFS | V-PLSN | . |  | EXT 1079 | 5414823282829 | A | IP54 | . | . | . | . | .
431 400 221 221 N | POLESANO 4M - 22L BASE N | 2066.76 | ∆. | POLESANO | POLESANO POLE | EFS | V-PLSN | . |  | EXT 1079 | 5414823282836 | N | IP54 | . | . | . | . | .
431 400 111 31 A | POLESANO 4M - 3 ANCHORED A | 1883.07 | ∆. | POLESANO | POLESANO POLE | EFS | V-PLSN | . |  | EXT 1079 | 5414823282751 | A | IP54 | . | . | . | . | .
431 400 111 31 N | POLESANO 4M - 3 ANCHORED N | 1883.07 | ∆. | POLESANO | POLESANO POLE | EFS | V-PLSN | . |  | EXT 1079 | 5414823282768 | N | IP54 | . | . | . | . | .
431 400 221 31 A | POLESANO 4M - 3 BASE A | 2127.55 | ∆. | POLESANO | POLESANO POLE | EFS | V-PLSN | . |  | EXT 1079 | 5414823282843 | A | IP54 | . | . | . | . | .
431 400 221 31 N | POLESANO 4M - 3 BASE N | 2127.55 | ∆. | POLESANO | POLESANO POLE | EFS | V-PLSN | . |  | EXT 1079 | 5414823282850 | N | IP54 | . | . | . | . | .
431 400 111 41 A | POLESANO 4M - 4 ANCHORED A | 1941.66 | ∆. | POLESANO | POLESANO POLE | EFS | V-PLSN | . |  | EXT 1079 | 5414823282775 | A | IP54 | . | . | . | . | .
431 400 111 41 N | POLESANO 4M - 4 ANCHORED N | 1941.66 | ∆. | POLESANO | POLESANO POLE | EFS | V-PLSN | . |  | EXT 1079 | 5414823282782 | N | IP54 | . | . | . | . | .
431 400 221 41 A | POLESANO 4M - 4 BASE A | 2186.14 | ∆. | POLESANO | POLESANO POLE | EFS | V-PLSN | . |  | EXT 1079 | 5414823282867 | A | IP54 | . | . | . | . | .
431 400 221 41 N | POLESANO 4M - 4 BASE N | 2186.14 | ∆. | POLESANO | POLESANO POLE | EFS | V-PLSN | . |  | EXT 1079 | 5414823282874 | N | IP54 | . | . | . | . | .
431 600 121 11 A | POLESANO 6M - 1 ANCHORED A | 2114.04 | ∆. | POLESANO | POLESANO POLE | EFS | V-PLSN | . |  | EXT 1079 | 5414823282881 | A | IP54 | . | . | . | . | .
431 600 121 11 N | POLESANO 6M - 1 ANCHORED N | 2114.04 | ∆. | POLESANO | POLESANO POLE | EFS | V-PLSN | . |  | EXT 1079 | 5414823282898 | N | IP54 | . | . | . | . | .
431 600 321 11 A | POLESANO 6M - 1 BASE A | 3014.28 | ∆. | POLESANO | POLESANO POLE | EFS | V-PLSN | . |  | EXT 1079 | 5414823282973 | A | IP54 | . | . | . | . | .
431 600 321 11 N | POLESANO 6M - 1 BASE N | 3014.28 | ∆. | POLESANO | POLESANO POLE | EFS | V-PLSN | . |  | EXT 1079 | 5414823282980 | N | IP54 | . | . | . | . | .
431 600 121 211 A | POLESANO 6M - 21L ANCHORED A | 2177.05 | ∆. | POLESANO | POLESANO POLE | EFS | V-PLSN | . |  | EXT 1079 | 5414823282904 | A | IP54 | . | . | . | . | .
431 600 121 211 N | POLESANO 6M - 21L ANCHORED N | 2177.05 | ∆. | POLESANO | POLESANO POLE | EFS | V-PLSN | . |  | EXT 1079 | 5414823268441 | N | IP54 | . | . | . | . | .
431 600 321 211 A | POLESANO 6M - 21L BASE A | 3077.27 | ∆. | POLESANO | POLESANO POLE | EFS | V-PLSN | . |  | EXT 1079 | 5414823282997 | A | IP54 | . | . | . | . | .
431 600 321 211 N | POLESANO 6M - 21L BASE N | 3077.27 | ∆. | POLESANO | POLESANO POLE | EFS | V-PLSN | . |  | EXT 1079 | 5414823283000 | N | IP54 | . | . | . | . | .
431 600 121 221 A | POLESANO 6M - 22L ANCHORED A | 2177.05 | ∆. | POLESANO | POLESANO POLE | EFS | V-PLSN | . |  | EXT 1079 | 5414823282911 | A | IP54 | . | . | . | . | .
431 600 121 221 N | POLESANO 6M - 22L ANCHORED N | 2177.05 | ∆. | POLESANO | POLESANO POLE | EFS | V-PLSN | . |  | EXT 1079 | 5414823282928 | N | IP54 | . | . | . | . | .
431 600 321 221 A | POLESANO 6M - 22L BASE A | 3077.27 | ∆. | POLESANO | POLESANO POLE | EFS | V-PLSN | . |  | EXT 1079 | 5414823283017 | A | IP54 | . | . | . | . | .
431 600 321 221 N | POLESANO 6M - 22L BASE N | 3077.27 | ∆. | POLESANO | POLESANO POLE | EFS | V-PLSN | . |  | EXT 1079 | 5414823283024 | N | IP54 | . | . | . | . | .
431 600 121 31 A | POLESANO 6M - 3 ANCHORED A | 2237.84 | ∆. | POLESANO | POLESANO POLE | EFS | V-PLSN | . |  | EXT 1079 | 5414823282935 | A | IP54 | . | . | . | . | .
431 600 121 31 N | POLESANO 6M - 3 ANCHORED N | 2237.84 | ∆. | POLESANO | POLESANO POLE | EFS | V-PLSN | . |  | EXT 1079 | 5414823282942 | N | IP54 | . | . | . | . | .
431 600 321 31 A | POLESANO 6M - 3 BASE A | 3138.08 | ∆. | POLESANO | POLESANO POLE | EFS | V-PLSN | . |  | EXT 1079 | 5414823283031 | A | IP54 | . | . | . | . | .
431 600 321 31 N | POLESANO 6M - 3 BASE N | 3138.08 | ∆. | POLESANO | POLESANO POLE | EFS | V-PLSN | . |  | EXT 1079 | 5414823283048 | N | IP54 | . | . | . | . | .
431 600 121 41 A | POLESANO 6M - 4 ANCHORED A | 2296.44 | ∆. | POLESANO | POLESANO POLE | EFS | V-PLSN | . |  | EXT 1079 | 5414823282959 | A | IP54 | . | . | . | . | .
431 600 121 41 N | POLESANO 6M - 4 ANCHORED N | 2296.44 | ∆. | POLESANO | POLESANO POLE | EFS | V-PLSN | . |  | EXT 1079 | 5414823282966 | N | IP54 | . | . | . | . | .
431 600 321 41 A | POLESANO 6M - 4 BASE A | 3196.65 | ∆. | POLESANO | POLESANO POLE | EFS | V-PLSN | . |  | EXT 1079 | 5414823283055 | A | IP54 | . | . | . | . | .
431 600 321 41 N | POLESANO 6M - 4 BASE N | 3196.65 | ∆. | POLESANO | POLESANO POLE | EFS | V-PLSN | . |  | EXT 1079 | 5414823283062 | N | IP54 | . | . | . | . | .
385 06 01 | BLN - CORNER 180° | 64.61 | . | PR B-LINER | B-LINER | ILP | PRO INT | . |  | PRO 0855 | 5414823154270 | . | . | . | . | . | . | .
385 06 06 | BLN - CORNER 90° | 85.82 | . | PR B-LINER | B-LINER | ILP | PRO INT | . |  | PRO 0855 | 5414823154287 | . | . | . | . | . | . | .
385 610 22 ED1 | BLN - LED ARRAY 1 x 15W DOWN DIM1 | 329.67 | . | PR B-LINER | B-LINER | ILP | PRO INT | . |  | PRO 0856 | 5414823154300 | . | IP20 | LED Technology | 3000K | 80 | . | .
385 610 22 ED2 | BLN - LED ARRAY 1 x 15W DOWN DIM2 | 334.24 | . | PR B-LINER | B-LINER | ILP | PRO INT | . |  | PRO 0856 | 5414823210204 | . | IP20 | LED Technology | 3000K | 80 | . | .
385 610 42 ED1 | BLN - LED ARRAY 1 x 30W DOWN DIM1 | 435.95 | . | PR B-LINER | B-LINER | ILP | PRO INT | . |  | PRO 0856 | 5414823154317 | . | IP20 | LED Technology | 3000K | 80 | . | .
385 610 42 ED2 | BLN - LED ARRAY 1 x 30W DOWN DIM2 | 454.25 | . | PR B-LINER | B-LINER | ILP | PRO INT | . |  | PRO 0856 | 5414823210198 | . | IP20 | LED Technology | 3000K | 80 | . | .
377 12 00 | BLN 65 - DIRECT FIXATION SET [2pcs] | 26.36 | . | PR B-LINER | B-LINER | ILP | PRO INT | . |  | PRO 0855 | 5414823135132 | . | . | . | . | . | . | .
384 03 01 A | BLN 65 - END CAP A | 92.41 | . | PR B-LINER | B-LINER 65 | ILP | PRO INT | . |  | PRO 0855 | 5414823154140 | A | . | . | . | . | . | .
384 03 01 B | BLN 65 - END CAP B | 92.41 | . | PR B-LINER | B-LINER 65 | ILP | PRO INT | . |  | PRO 0855 | 5414823154157 | B | . | . | . | . | . | .
384 03 01 W | BLN 65 - END CAP W | 92.41 | . | PR B-LINER | B-LINER 65 | ILP | PRO INT | . |  | PRO 0855 | 5414823154164 | W | . | . | . | . | . | .
384 620 22 ED1 | BLN 65 - LED ARRAY 1 x 15W UP DIM1 | 282.82 | . | PR B-LINER | B-LINER 65 | ILP | PRO INT | . |  | PRO 0856 | 5414823154171 | . | IP20 | LED Technology | 3000K | 80 | . | .
384 620 22 ED2 | BLN 65 - LED ARRAY 1 x 15W UP DIM2 | 289.35 | . | PR B-LINER | B-LINER 65 | ILP | PRO INT | . |  | PRO 0856 | . | . | IP20 | LED Technology | 3000K | 80 | . | .
384 620 42 ED1 | BLN 65 - LED ARRAY 1 x 30W UP DIM1 | 352.45 | . | PR B-LINER | B-LINER 65 | ILP | PRO INT | . |  | PRO 0856 | 5414823154188 | . | IP20 | LED Technology | 3000K | 80 | . | .
384 620 42 ED2 | BLN 65 - LED ARRAY 1 x 30W UP DIM2 | 370.75 | . | PR B-LINER | B-LINER 65 | ILP | PRO INT | . |  | PRO 0856 | . | . | IP20 | LED Technology | 3000K | 80 | . | .
384 00 00 ANO | BLN 65 - PROFILE [1m] ANO | 175.05 | . | PR B-LINER | B-LINER 65 | ILP | PRO INT | . |  | PRO 0855 | 5414823154096 | ANO | . | . | . | . | . | .
384 00 00 B | BLN 65 - PROFILE [1m] B | 189.28 | . | PR B-LINER | B-LINER 65 | ILP | PRO INT | . |  | PRO 0855 | 5414823154102 | B | . | . | . | . | . | .
384 00 00 W | BLN 65 - PROFILE [1m] W | 189.28 | . | PR B-LINER | B-LINER 65 | ILP | PRO INT | . |  | PRO 0855 | 5414823154119 | W | . | . | . | . | . | .
298 98 51 | MID80 - CURRENT SUPPLY 3 x 0,75mm² 1,6m | 22.28 | . | PR B-LINER | B-LINER 65 | ILP | PRO INT | . |  | PRO 0855 | 5414823107535 | . | . | . | . | . | . | .
298 98 56 | MID80 - CURRENT SUPPLY 3 x 0,75mm² 6,0m | 48.09 | . | PR B-LINER | B-LINER 65 | ILP | PRO INT | . |  | PRO 0855 | 5414823107528 | . | . | . | . | . | . | .
298 99 51 | MID80 - CURRENT SUPPLY 5 x 0,75mm² 1,6m | 56 | . | PR B-LINER | B-LINER 65 | ILP | PRO INT | . |  | PRO 0855 | 5414823107511 | . | . | . | . | . | . | .
298 99 56 | MID80 - CURRENT SUPPLY 5 x 0,75mm² 6,0m | 106.7 | . | PR B-LINER | B-LINER 65 | ILP | PRO INT | . |  | PRO 0855 | 5414823119101 | . | . | . | . | . | . | .
384 01 62 ED1 ANO | B-LINER 65 P630 DIM1 ANO | 900.6 | . | PR B-LINER | B-LINER 65 [P] | ICP | COM INT | . |  | INT 0471 | 5414823154126 | ANO | IP20 | LED Technology | 3000K | 80 | . | .
384 01 62 ED1 W | B-LINER 65 P630 DIM1 W | 907.95 | . | PR B-LINER | B-LINER 65 [P] | ICP | COM INT | . |  | INT 0471 | 5414823154133 | W | IP20 | LED Technology | 3000K | 80 | . | .
388 01 22 A | B-LINER 6522 IP A | 671.92 | . | PR B-LINER | B-LINER 65 IP [P] | ECS | PRO EXT | . |  | EXT 0913 | 5414823167799 | A | IP65 | LED Technology | 3000K | 80 | . | .
388 01 22 N | B-LINER 6522 IP N | 671.92 | . | PR B-LINER | B-LINER 65 IP [P] | ECS | PRO EXT | . |  | EXT 0913 | 5414823167805 | N | IP65 | LED Technology | 3000K | 80 | . | .
388 01 22 W | B-LINER 6522 IP W | 671.92 | . | PR B-LINER | B-LINER 65 IP [P] | ECS | PRO EXT | . |  | EXT 0913 | 5414823167812 | W | IP65 | LED Technology | 3000K | 80 | . | .
388 01 32 A | B-LINER 6532 IP A | 771.18 | . | PR B-LINER | B-LINER 65 IP [P] | ECS | PRO EXT | . |  | EXT 0913 | 5414823167829 | A | IP65 | LED Technology | 3000K | 80 | . | .
388 01 32 N | B-LINER 6532 IP N | 771.18 | . | PR B-LINER | B-LINER 65 IP [P] | ECS | PRO EXT | . |  | EXT 0913 | 5414823167836 | N | IP65 | LED Technology | 3000K | 80 | . | .
388 01 32 W | B-LINER 6532 IP W | 771.18 | . | PR B-LINER | B-LINER 65 IP [P] | ECS | PRO EXT | . |  | EXT 0913 | 5414823167843 | W | IP65 | LED Technology | 3000K | 80 | . | .
388 01 42 A | B-LINER 6542 IP A | 874.99 | . | PR B-LINER | B-LINER 65 IP [P] | ECS | PRO EXT | . |  | EXT 0913 | 5414823167850 | A | IP65 | LED Technology | 3000K | 80 | . | .
388 01 42 N | B-LINER 6542 IP N | 874.99 | . | PR B-LINER | B-LINER 65 IP [P] | ECS | PRO EXT | . |  | EXT 0913 | 5414823167867 | N | IP65 | LED Technology | 3000K | 80 | . | .
388 01 42 W | B-LINER 6542 IP W | 874.99 | . | PR B-LINER | B-LINER 65 IP [P] | ECS | PRO EXT | . |  | EXT 0913 | 5414823167874 | W | IP65 | LED Technology | 3000K | 80 | . | .
371 06 01 | BL - CORNER 180° | 66.07 | . | PR BORDERLINE | BORDERLINE | ILP | PRO INT | . |  | PRO 0747 | 5414823115554 | . | . | . | . | . | . | .
371 06 16 | BL - CORNER 90° EXT | 63.39 | . | PR BORDERLINE | BORDERLINE | ILP | PRO INT | . |  | PRO 0747 | 5414823115561 | . | . | . | . | . | . | .
371 06 06 | BL - CORNER 90° INT | 74.55 | . | PR BORDERLINE | BORDERLINE | ILP | PRO INT | . |  | PRO 0747 | 5414823115578 | . | . | . | . | . | . | .
371 00 00 W | BL - PROFILE [1m] W | 134.91 | . | PR BORDERLINE | BORDERLINE | ILP | PRO INT | . |  | PRO 0747 | 5414823103520 | W | . | LED Technology | . | . | . | .
24316 7010 | DLN - EMERGENCY UNIT 7W/1h | 270.56 | . | PR D-LINER | D-LINER | ILP | PRO INT | Æ |  | PRO 0769 | 5414823319877 | . | IP20 | . | . | . | . | .
24316 7030 | DLN - EMERGENCY UNIT 7W/3h | 332.71 | . | PR D-LINER | D-LINER | ILP | PRO INT | Æ |  | PRO 0769 | 5414823319884 | . | IP20 | . | . | . | . | .
24316 0310 B | DLN - END CAP SET [2pcs] B | 34.11 | . | PR D-LINER | D-LINER | ILP | PRO INT | Æ |  | PRO 0768 | 5414823311826 | B | . | . | . | . | . | .
24316 0310 W | DLN - END CAP SET [2pcs] W | 34.11 | . | PR D-LINER | D-LINER | ILP | PRO INT | Æ |  | PRO 0768 | 5414823311833 | W | . | . | . | . | . | .
24316 0000 B | DLN - PROFILE [1m] B | 110.55 | . | PR D-LINER | D-LINER | ILP | PRO INT | Æ |  | PRO 0768 | 5414823319839 | B | . | LED Technology | . | . | . | .
24316 0000 W | DLN - PROFILE [1m] W | 110.31 | . | PR D-LINER | D-LINER | ILP | PRO INT | Æ |  | PRO 0768 | 5414823319846 | W | . | LED Technology | . | . | . | .
24316 1420 | DLN - SUSPENSION BRACKET TYPE 1 | 31.04 | . | PR D-LINER | D-LINER | ILP | PRO INT | Æ |  | PRO 0768 | 5414823319853 | . | . | . | . | . | . | .
24316 1430 | DLN - SUSPENSION BRACKET TYPE 2 | 25.14 | . | PR D-LINER | D-LINER | ILP | PRO INT | Æ |  | PRO 0768 | 5414823319860 | . | . | . | . | . | . | .
24310 9200 B | D-LINER RM TYPE 1 08 920 B | 280.61 | . | PR D-LINER | D-LINER T1 [P] | ICP | PRO INT | Æ |  | PRO 0769 | 5414823323508 | B | IP20 | LED Technology | 2700K | 90 | . | .
24310 9201 B | D-LINER RM TYPE 1 08 920 DIM1 B | 314.24 | . | PR D-LINER | D-LINER T1 [P] | ICP | PRO INT | Æ |  | PRO 0769 | 5414823323522 | B | IP20 | LED Technology | 2700K | 90 | . | .
24310 9201 W | D-LINER RM TYPE 1 08 920 DIM1 W | 314.24 | . | PR D-LINER | D-LINER T1 [P] | ICP | PRO INT | Æ |  | PRO 0769 | 5414823323539 | W | IP20 | LED Technology | 2700K | 90 | . | .
24310 9205 B | D-LINER RM TYPE 1 08 920 DIM5 B | 329.86 | . | PR D-LINER | D-LINER T1 [P] | ICP | PRO INT | Æ |  | PRO 0769 | 5414823323546 | B | IP20 | LED Technology | 2700K | 90 | . | .
24310 9205 W | D-LINER RM TYPE 1 08 920 DIM5 W | 329.86 | . | PR D-LINER | D-LINER T1 [P] | ICP | PRO INT | Æ |  | PRO 0769 | 5414823323553 | W | IP20 | LED Technology | 2700K | 90 | . | .
24310 9200 W | D-LINER RM TYPE 1 08 920 W | 280.61 | . | PR D-LINER | D-LINER T1 [P] | ICP | PRO INT | Æ |  | PRO 0769 | 5414823323515 | W | IP20 | LED Technology | 2700K | 90 | . | .
24310 9300 B | D-LINER RM TYPE 1 08 930 B | 280.61 | . | PR D-LINER | D-LINER T1 [P] | ICP | PRO INT | Æ |  | PRO 0769 | 5414823323560 | B | IP20 | LED Technology | 3000K | 90 | . | .
24310 9301 B | D-LINER RM TYPE 1 08 930 DIM1 B | 314.24 | . | PR D-LINER | D-LINER T1 [P] | ICP | PRO INT | Æ |  | PRO 0769 | 5414823323584 | B | IP20 | LED Technology | 3000K | 90 | . | .
24310 9301 W | D-LINER RM TYPE 1 08 930 DIM1 W | 314.24 | . | PR D-LINER | D-LINER T1 [P] | ICP | PRO INT | Æ |  | PRO 0769 | 5414823323591 | W | IP20 | LED Technology | 3000K | 90 | . | .
24310 9305 B | D-LINER RM TYPE 1 08 930 DIM5 B | 329.86 | . | PR D-LINER | D-LINER T1 [P] | ICP | PRO INT | Æ |  | PRO 0769 | 5414823323607 | B | IP20 | LED Technology | 3000K | 90 | . | .
24310 9305 W | D-LINER RM TYPE 1 08 930 DIM5 W | 329.86 | . | PR D-LINER | D-LINER T1 [P] | ICP | PRO INT | Æ |  | PRO 0769 | 5414823323614 | W | IP20 | LED Technology | 3000K | 90 | . | .
24310 9300 W | D-LINER RM TYPE 1 08 930 W | 280.61 | . | PR D-LINER | D-LINER T1 [P] | ICP | PRO INT | Æ |  | PRO 0769 | 5414823323577 | W | IP20 | LED Technology | 3000K | 90 | . | .
24311 9200 B | D-LINER RM TYPE 1 12 920 B | 320.73 | . | PR D-LINER | D-LINER T1 [P] | ICP | PRO INT | Æ |  | PRO 0769 | 5414823323621 | B | IP20 | LED Technology | 2700K | 90 | . | .
24311 9201 B | D-LINER RM TYPE 1 12 920 DIM1 B | 376.56 | . | PR D-LINER | D-LINER T1 [P] | ICP | PRO INT | Æ |  | PRO 0769 | 5414823323645 | B | IP20 | LED Technology | 2700K | 90 | . | .
24311 9201 W | D-LINER RM TYPE 1 12 920 DIM1 W | 376.56 | . | PR D-LINER | D-LINER T1 [P] | ICP | PRO INT | Æ |  | PRO 0769 | 5414823323652 | W | IP20 | LED Technology | 2700K | 90 | . | .
24311 9205 B | D-LINER RM TYPE 1 12 920 DIM5 B | 388.28 | . | PR D-LINER | D-LINER T1 [P] | ICP | PRO INT | Æ |  | PRO 0769 | 5414823323669 | B | IP20 | LED Technology | 2700K | 90 | . | .
24311 9205 W | D-LINER RM TYPE 1 12 920 DIM5 W | 388.28 | . | PR D-LINER | D-LINER T1 [P] | ICP | PRO INT | Æ |  | PRO 0769 | 5414823323676 | W | IP20 | LED Technology | 2700K | 90 | . | .
24311 9200 W | D-LINER RM TYPE 1 12 920 W | 320.73 | . | PR D-LINER | D-LINER T1 [P] | ICP | PRO INT | Æ |  | PRO 0769 | 5414823323638 | W | IP20 | LED Technology | 2700K | 90 | . | .
24311 9300 B | D-LINER RM TYPE 1 12 930 B | 320.73 | . | PR D-LINER | D-LINER T1 [P] | ICP | PRO INT | Æ |  | PRO 0769 | 5414823323683 | B | IP20 | LED Technology | 3000K | 90 | . | .
24311 9301 B | D-LINER RM TYPE 1 12 930 DIM1 B | 376.56 | . | PR D-LINER | D-LINER T1 [P] | ICP | PRO INT | Æ |  | PRO 0769 | 5414823323706 | B | IP20 | LED Technology | 3000K | 90 | . | .
24311 9301 W | D-LINER RM TYPE 1 12 930 DIM1 W | 376.56 | . | PR D-LINER | D-LINER T1 [P] | ICP | PRO INT | Æ |  | PRO 0769 | 5414823323713 | W | IP20 | LED Technology | 3000K | 90 | . | .
24311 9305 B | D-LINER RM TYPE 1 12 930 DIM5 B | 388.28 | . | PR D-LINER | D-LINER T1 [P] | ICP | PRO INT | Æ |  | PRO 0769 | 5414823323720 | B | IP20 | LED Technology | 3000K | 90 | . | .
24311 9305 W | D-LINER RM TYPE 1 12 930 DIM5 W | 388.28 | . | PR D-LINER | D-LINER T1 [P] | ICP | PRO INT | Æ |  | PRO 0769 | 5414823323737 | W | IP20 | LED Technology | 3000K | 90 | . | .
24311 9300 W | D-LINER RM TYPE 1 12 930 W | 320.73 | . | PR D-LINER | D-LINER T1 [P] | ICP | PRO INT | Æ |  | PRO 0769 | 5414823323690 | W | IP20 | LED Technology | 3000K | 90 | . | .
24312 9200 B | D-LINER RM TYPE 1 15 920 B | 360.88 | . | PR D-LINER | D-LINER T1 [P] | ICP | PRO INT | Æ |  | PRO 0769 | 5414823323744 | B | IP20 | LED Technology | 2700K | 90 | . | .
24312 9201 B | D-LINER RM TYPE 1 15 920 DIM1 B | 443.14 | . | PR D-LINER | D-LINER T1 [P] | ICP | PRO INT | Æ |  | PRO 0769 | 5414823323768 | B | IP20 | LED Technology | 2700K | 90 | . | .
24312 9201 W | D-LINER RM TYPE 1 15 920 DIM1 W | 443.14 | . | PR D-LINER | D-LINER T1 [P] | ICP | PRO INT | Æ |  | PRO 0769 | 5414823323775 | W | IP20 | LED Technology | 2700K | 90 | . | .
24312 9205 B | D-LINER RM TYPE 1 15 920 DIM5 B | 443.14 | . | PR D-LINER | D-LINER T1 [P] | ICP | PRO INT | Æ |  | PRO 0769 | 5414823323782 | B | IP20 | LED Technology | 2700K | 90 | . | .
24312 9205 W | D-LINER RM TYPE 1 15 920 DIM5 W | 443.14 | . | PR D-LINER | D-LINER T1 [P] | ICP | PRO INT | Æ |  | PRO 0769 | 5414823323799 | W | IP20 | LED Technology | 2700K | 90 | . | .
24312 9200 W | D-LINER RM TYPE 1 15 920 W | 360.88 | . | PR D-LINER | D-LINER T1 [P] | ICP | PRO INT | Æ |  | PRO 0769 | 5414823323751 | W | IP20 | LED Technology | 2700K | 90 | . | .
24312 9300 B | D-LINER RM TYPE 1 15 930 B | 360.88 | . | PR D-LINER | D-LINER T1 [P] | ICP | PRO INT | Æ |  | PRO 0769 | 5414823323805 | B | IP20 | LED Technology | 3000K | 90 | . | .
24312 9301 B | D-LINER RM TYPE 1 15 930 DIM1 B | 443.14 | . | PR D-LINER | D-LINER T1 [P] | ICP | PRO INT | Æ |  | PRO 0769 | 5414823323829 | B | IP20 | LED Technology | 3000K | 90 | . | .
24312 9301 W | D-LINER RM TYPE 1 15 930 DIM1 W | 443.14 | . | PR D-LINER | D-LINER T1 [P] | ICP | PRO INT | Æ |  | PRO 0769 | 5414823323836 | W | IP20 | LED Technology | 3000K | 90 | . | .
24312 9305 B | D-LINER RM TYPE 1 15 930 DIM5 B | 443.14 | . | PR D-LINER | D-LINER T1 [P] | ICP | PRO INT | Æ |  | PRO 0769 | 5414823323843 | B | IP20 | LED Technology | 3000K | 90 | . | .
24312 9305 W | D-LINER RM TYPE 1 15 930 DIM5 W | 443.14 | . | PR D-LINER | D-LINER T1 [P] | ICP | PRO INT | Æ |  | PRO 0769 | 5414823323850 | W | IP20 | LED Technology | 3000K | 90 | . | .
24312 9300 W | D-LINER RM TYPE 1 15 930 W | 360.88 | . | PR D-LINER | D-LINER T1 [P] | ICP | PRO INT | Æ |  | PRO 0769 | 5414823323812 | W | IP20 | LED Technology | 3000K | 90 | . | .
24313 9200 B | D-LINER RM TYPE 2 08 920 B | 272.26 | . | PR D-LINER | D-LINER T2 [P] | ICP | PRO INT | Æ |  | PRO 0769 | 5414823323867 | B | IP20 | LED Technology | 2700K | 90 | . | .
24313 9201 B | D-LINER RM TYPE 2 08 920 DIM1 B | 305.89 | . | PR D-LINER | D-LINER T2 [P] | ICP | PRO INT | Æ |  | PRO 0769 | 5414823323881 | B | IP20 | LED Technology | 2700K | 90 | . | .
24313 9201 W | D-LINER RM TYPE 2 08 920 DIM1 W | 305.89 | . | PR D-LINER | D-LINER T2 [P] | ICP | PRO INT | Æ |  | PRO 0769 | 5414823323898 | W | IP20 | LED Technology | 2700K | 90 | . | .
24313 9205 B | D-LINER RM TYPE 2 08 920 DIM5 B | 321.51 | . | PR D-LINER | D-LINER T2 [P] | ICP | PRO INT | Æ |  | PRO 0769 | 5414823323904 | B | IP20 | LED Technology | 2700K | 90 | . | .
24313 9205 W | D-LINER RM TYPE 2 08 920 DIM5 W | 321.51 | . | PR D-LINER | D-LINER T2 [P] | ICP | PRO INT | Æ |  | PRO 0769 | 5414823323911 | W | IP20 | LED Technology | 2700K | 90 | . | .
24313 9200 W | D-LINER RM TYPE 2 08 920 W | 272.26 | . | PR D-LINER | D-LINER T2 [P] | ICP | PRO INT | Æ |  | PRO 0769 | 5414823323874 | W | IP20 | LED Technology | 2700K | 90 | . | .
24313 9300 B | D-LINER RM TYPE 2 08 930 B | 272.26 | . | PR D-LINER | D-LINER T2 [P] | ICP | PRO INT | Æ |  | PRO 0769 | 5414823323928 | B | IP20 | LED Technology | 3000K | 90 | . | .
24313 9301 B | D-LINER RM TYPE 2 08 930 DIM1 B | 305.89 | . | PR D-LINER | D-LINER T2 [P] | ICP | PRO INT | Æ |  | PRO 0769 | 5414823323942 | B | IP20 | LED Technology | 3000K | 90 | . | .
24313 9301 W | D-LINER RM TYPE 2 08 930 DIM1 W | 305.89 | . | PR D-LINER | D-LINER T2 [P] | ICP | PRO INT | Æ |  | PRO 0769 | 5414823323959 | W | IP20 | LED Technology | 3000K | 90 | . | .
24313 9305 B | D-LINER RM TYPE 2 08 930 DIM5 B | 321.51 | . | PR D-LINER | D-LINER T2 [P] | ICP | PRO INT | Æ |  | PRO 0769 | 5414823323966 | B | IP20 | LED Technology | 3000K | 90 | . | .
24313 9305 W | D-LINER RM TYPE 2 08 930 DIM5 W | 321.51 | . | PR D-LINER | D-LINER T2 [P] | ICP | PRO INT | Æ |  | PRO 0769 | 5414823323973 | W | IP20 | LED Technology | 3000K | 90 | . | .
24313 9300 W | D-LINER RM TYPE 2 08 930 W | 272.26 | . | PR D-LINER | D-LINER T2 [P] | ICP | PRO INT | Æ |  | PRO 0769 | 5414823323935 | W | IP20 | LED Technology | 3000K | 90 | . | .
24314 9200 B | D-LINER RM TYPE 2 12 920 B | 312.38 | . | PR D-LINER | D-LINER T2 [P] | ICP | PRO INT | Æ |  | PRO 0769 | 5414823323980 | B | IP20 | LED Technology | 2700K | 90 | . | .
24314 9201 B | D-LINER RM TYPE 2 12 920 DIM1 B | 368.21 | . | PR D-LINER | D-LINER T2 [P] | ICP | PRO INT | Æ |  | PRO 0769 | 5414823324000 | B | IP20 | LED Technology | 2700K | 90 | . | .
24314 9201 W | D-LINER RM TYPE 2 12 920 DIM1 W | 368.21 | . | PR D-LINER | D-LINER T2 [P] | ICP | PRO INT | Æ |  | PRO 0769 | 5414823324017 | W | IP20 | LED Technology | 2700K | 90 | . | .
24314 9205 B | D-LINER RM TYPE 2 12 920 DIM5 B | 379.93 | . | PR D-LINER | D-LINER T2 [P] | ICP | PRO INT | Æ |  | PRO 0769 | 5414823324024 | B | IP20 | LED Technology | 2700K | 90 | . | .
24314 9205 W | D-LINER RM TYPE 2 12 920 DIM5 W | 379.93 | . | PR D-LINER | D-LINER T2 [P] | ICP | PRO INT | Æ |  | PRO 0769 | 5414823324031 | W | IP20 | LED Technology | 2700K | 90 | . | .
24314 9200 W | D-LINER RM TYPE 2 12 920 W | 312.38 | . | PR D-LINER | D-LINER T2 [P] | ICP | PRO INT | Æ |  | PRO 0769 | 5414823323997 | W | IP20 | LED Technology | 2700K | 90 | . | .
24314 9300 B | D-LINER RM TYPE 2 12 930 B | 312.38 | . | PR D-LINER | D-LINER T2 [P] | ICP | PRO INT | Æ |  | PRO 0769 | 5414823324048 | B | IP20 | LED Technology | 3000K | 90 | . | .
24314 9301 B | D-LINER RM TYPE 2 12 930 DIM1 B | 368.21 | . | PR D-LINER | D-LINER T2 [P] | ICP | PRO INT | Æ |  | PRO 0769 | 5414823324062 | B | IP20 | LED Technology | 3000K | 90 | . | .
24314 9301 W | D-LINER RM TYPE 2 12 930 DIM1 W | 368.21 | . | PR D-LINER | D-LINER T2 [P] | ICP | PRO INT | Æ |  | PRO 0769 | 5414823324079 | W | IP20 | LED Technology | 3000K | 90 | . | .
24314 9305 B | D-LINER RM TYPE 2 12 930 DIM5 B | 379.93 | . | PR D-LINER | D-LINER T2 [P] | ICP | PRO INT | Æ |  | PRO 0769 | 5414823324086 | B | IP20 | LED Technology | 3000K | 90 | . | .
24314 9305 W | D-LINER RM TYPE 2 12 930 DIM5 W | 379.93 | . | PR D-LINER | D-LINER T2 [P] | ICP | PRO INT | Æ |  | PRO 0769 | 5414823324093 | W | IP20 | LED Technology | 3000K | 90 | . | .
24314 9300 W | D-LINER RM TYPE 2 12 930 W | 312.38 | . | PR D-LINER | D-LINER T2 [P] | ICP | PRO INT | Æ |  | PRO 0769 | 5414823324055 | W | IP20 | LED Technology | 3000K | 90 | . | .
24315 9200 B | D-LINER RM TYPE 2 15 920 B | 352.53 | . | PR D-LINER | D-LINER T2 [P] | ICP | PRO INT | Æ |  | PRO 0769 | 5414823324109 | B | IP20 | LED Technology | 2700K | 90 | . | .
24315 9201 B | D-LINER RM TYPE 2 15 920 DIM1 B | 434.79 | . | PR D-LINER | D-LINER T2 [P] | ICP | PRO INT | Æ |  | PRO 0769 | 5414823324123 | B | IP20 | LED Technology | 2700K | 90 | . | .
24315 9201 W | D-LINER RM TYPE 2 15 920 DIM1 W | 434.79 | . | PR D-LINER | D-LINER T2 [P] | ICP | PRO INT | Æ |  | PRO 0769 | 5414823324130 | W | IP20 | LED Technology | 2700K | 90 | . | .
24315 9205 B | D-LINER RM TYPE 2 15 920 DIM5 B | 434.79 | . | PR D-LINER | D-LINER T2 [P] | ICP | PRO INT | Æ |  | PRO 0769 | 5414823324147 | B | IP20 | LED Technology | 2700K | 90 | . | .
24315 9205 W | D-LINER RM TYPE 2 15 920 DIM5 W | 434.79 | . | PR D-LINER | D-LINER T2 [P] | ICP | PRO INT | Æ |  | PRO 0769 | 5414823324154 | W | IP20 | LED Technology | 2700K | 90 | . | .
24315 9200 W | D-LINER RM TYPE 2 15 920 W | 352.53 | . | PR D-LINER | D-LINER T2 [P] | ICP | PRO INT | Æ |  | PRO 0769 | 5414823324116 | W | IP20 | LED Technology | 2700K | 90 | . | .
24315 9300 B | D-LINER RM TYPE 2 15 930 B | 352.53 | . | PR D-LINER | D-LINER T2 [P] | ICP | PRO INT | Æ |  | PRO 0769 | 5414823324161 | B | IP20 | LED Technology | 3000K | 90 | . | .
24315 9301 B | D-LINER RM TYPE 2 15 930 DIM1 B | 434.79 | . | PR D-LINER | D-LINER T2 [P] | ICP | PRO INT | Æ |  | PRO 0769 | 5414823324185 | B | IP20 | LED Technology | 3000K | 90 | . | .
24315 9301 W | D-LINER RM TYPE 2 15 930 DIM1 W | 434.79 | . | PR D-LINER | D-LINER T2 [P] | ICP | PRO INT | Æ |  | PRO 0769 | 5414823324192 | W | IP20 | LED Technology | 3000K | 90 | . | .
24315 9305 B | D-LINER RM TYPE 2 15 930 DIM5 B | 434.79 | . | PR D-LINER | D-LINER T2 [P] | ICP | PRO INT | Æ |  | PRO 0769 | 5414823324208 | B | IP20 | LED Technology | 3000K | 90 | . | .
24315 9305 W | D-LINER RM TYPE 2 15 930 DIM5 W | 434.79 | . | PR D-LINER | D-LINER T2 [P] | ICP | PRO INT | Æ |  | PRO 0769 | 5414823324215 | W | IP20 | LED Technology | 3000K | 90 | . | .
24315 9300 W | D-LINER RM TYPE 2 15 930 W | 352.53 | . | PR D-LINER | D-LINER T2 [P] | ICP | PRO INT | Æ |  | PRO 0769 | 5414823324178 | W | IP20 | LED Technology | 3000K | 90 | . | .
424 02 03 01 B | DTC-LEDLINE END CAP SET [2pcs] B | 48.79 | . | PR DOTCOM | DOTCOM | ILP | PRO INT | . |  | PRO 0809 | 5414823280085 | B | . | . | . | . | . | .
424 02 00 00 B | DTC-LEDLINE PROFILE [1m] B | 147.14 | . | PR DOTCOM | DOTCOM | ILP | PRO INT | . |  | PRO 0809 | 5414823280078 | B | . | LED Technology | . | . | . | .
16312 0620 | DTC-ON - CORNER 180° | 49.44 | . | PR DOTCOM | DOTCOM | ILP | PRO INT | Æ |  | PRO 0811 | . | . | . | . | . | . | . | .
16312 0630 | DTC-ON - CORNER 90° | 51.81 | . | PR DOTCOM | DOTCOM | ILP | PRO INT | Æ |  | PRO 0811 | . | . | . | . | . | . | . | .
16312 0310 B | DTC-ON - END CAP SET [2pcs] B | 64.45 | . | PR DOTCOM | DOTCOM | ILP | PRO INT | Æ |  | PRO 0811 | . | B | . | . | . | . | . | .
16312 0310 W | DTC-ON - END CAP SET [2pcs] W | 64.45 | . | PR DOTCOM | DOTCOM | ILP | PRO INT | Æ |  | PRO 0811 | . | W | . | . | . | . | . | .
16312 0000 B | DTC-ON - PROFILE [1m] B | 115.41 | . | PR DOTCOM | DOTCOM | ILP | PRO INT | Æ |  | PRO 0811 | 5414823313981 | B | . | LED Technology | . | . | . | .
16312 0000 W | DTC-ON - PROFILE [1m] W | 115.41 | . | PR DOTCOM | DOTCOM | ILP | PRO INT | Æ |  | PRO 0811 | 5414823313998 | W | . | LED Technology | . | . | . | .
424 01 06 01 | DTC-TR - CORNER 180° | 30.52 | . | PR DOTCOM | DOTCOM | ILP | PRO INT | . |  | PRO 0809 | 5414823280054 | . | . | . | . | . | . | .
424 01 06 06 | DTC-TR - CORNER 90° | 30.52 | . | PR DOTCOM | DOTCOM | ILP | PRO INT | . |  | PRO 0809 | 5414823280061 | . | . | . | . | . | . | .
424 01 03 01 B | DTC-TR - END CAP SET [2pcs] B | 50.1 | . | PR DOTCOM | DOTCOM | ILP | PRO INT | . |  | PRO 0809 | 5414823280047 | B | . | . | . | . | . | .
424 01 00 00 B | DTC-TR - PROFILE [1m] B | 133.53 | . | PR DOTCOM | DOTCOM | ILP | PRO INT | . |  | PRO 0809 | 5414823280030 | B | . | . | . | . | . | .
375 06 06 | FTL25 - CORNER 90° | 18.51 | . | PR FEMTOLINE | FEMTOLINE 25 | ILP | PRO INT | . |  | PRO 0773 | 5414823116247 | . | . | . | . | . | . | .
375 03 01 A | FTL25 - END CAP SET [2pcs] A | 42.28 | . | PR FEMTOLINE | FEMTOLINE 25 | ILP | PRO INT | . |  | PRO 0773 | 5414823123290 | A | . | . | . | . | . | .
375 03 01 B | FTL25 - END CAP SET [2pcs] B | 51.28 | . | PR FEMTOLINE | FEMTOLINE 25 | ILP | PRO INT | . |  | PRO 0773 | 5414823153631 | B | . | . | . | . | . | .
375 03 01 W | FTL25 - END CAP SET [2pcs] W | 51.28 | . | PR FEMTOLINE | FEMTOLINE 25 | ILP | PRO INT | . |  | PRO 0773 | 5414823153648 | W | . | . | . | . | . | .
375 00 00 ANO | FTL25 - PROFILE [1m] ANO | 87.59 | . | PR FEMTOLINE | FEMTOLINE 25 | ILP | PRO INT | . |  | PRO 0773 | 5414823116261 | ANO | . | LED Technology | . | . | . | .
375 00 00 B | FTL25 - PROFILE [1m] B | 98.38 | . | PR FEMTOLINE | FEMTOLINE 25 | ILP | PRO INT | . |  | PRO 0773 | 5414823153617 | B | . | LED Technology | . | . | . | .
375 00 00 W | FTL25 - PROFILE [1m] W | 98.38 | . | PR FEMTOLINE | FEMTOLINE 25 | ILP | PRO INT | . |  | PRO 0773 | 5414823153624 | W | . | LED Technology | . | . | . | .
382 03 01 A | FTL25 F - END CAP SET [2pcs] A | 49.22 | . | PR FEMTOLINE | FEMTOLINE 25 FLUSHED | ILP | PRO INT | . |  | PRO 0773 | 5414823154065 | A | . | . | . | . | . | .
382 03 01 B | FTL25 F - END CAP SET [2pcs] B | 58.17 | . | PR FEMTOLINE | FEMTOLINE 25 FLUSHED | ILP | PRO INT | . |  | PRO 0773 | 5414823154072 | B | . | . | . | . | . | .
382 03 01 W | FTL25 F - END CAP SET [2pcs] W | 58.17 | . | PR FEMTOLINE | FEMTOLINE 25 FLUSHED | ILP | PRO INT | . |  | PRO 0773 | 5414823154089 | W | . | . | . | . | . | .
382 00 00 ANO | FTL25 F - PROFILE [1m] ANO | 85.19 | . | PR FEMTOLINE | FEMTOLINE 25 FLUSHED | ILP | PRO INT | . |  | PRO 0773 | 5414823154034 | ANO | . | LED Technology | . | . | . | .
382 00 00 B | FTL25 F - PROFILE [1m] B | 91.59 | . | PR FEMTOLINE | FEMTOLINE 25 FLUSHED | ILP | PRO INT | . |  | PRO 0773 | 5414823154041 | B | . | LED Technology | . | . | . | .
382 00 00 W | FTL25 F - PROFILE [1m] W | 91.59 | . | PR FEMTOLINE | FEMTOLINE 25 FLUSHED | ILP | PRO INT | . |  | PRO 0773 | 5414823154058 | W | . | LED Technology | . | . | . | .
381 03 01 A | FTL25 T - END CAP SET [2pcs] A | 45.06 | . | PR FEMTOLINE | FEMTOLINE 25 TILTED | ILP | PRO INT | . |  | PRO 0775 | 5414823154003 | A | . | . | . | . | . | .
381 03 01 B | FTL25 T - END CAP SET [2pcs] B | 53.65 | . | PR FEMTOLINE | FEMTOLINE 25 TILTED | ILP | PRO INT | . |  | PRO 0775 | 5414823154010 | B | . | . | . | . | . | .
381 03 01 W | FTL25 T - END CAP SET [2pcs] W | 53.65 | . | PR FEMTOLINE | FEMTOLINE 25 TILTED | ILP | PRO INT | . |  | PRO 0775 | 5414823154027 | W | . | . | . | . | . | .
381 00 00 ANO | FTL25 T - PROFILE [1m] ANO | 91.16 | . | PR FEMTOLINE | FEMTOLINE 25 TILTED | ILP | PRO INT | . |  | PRO 0775 | 5414823153976 | ANO | . | LED Technology | . | . | . | .
381 00 00 B | FTL25 T - PROFILE [1m] B | 100.19 | . | PR FEMTOLINE | FEMTOLINE 25 TILTED | ILP | PRO INT | . |  | PRO 0775 | 5414823153983 | B | . | LED Technology | . | . | . | .
381 00 00 W | FTL25 T - PROFILE [1m] W | 100.19 | . | PR FEMTOLINE | FEMTOLINE 25 TILTED | ILP | PRO INT | . |  | PRO 0775 | 5414823153990 | W | . | LED Technology | . | . | . | .
381 01 03 01 A | FTL25 TP - END CAP SET [2pcs] A | 47.27 | . | PR FEMTOLINE | FEMTOLINE 25 TILTED P | ILP | PRO INT | . |  | PRO 0775 | 5414823249112 | A | . | . | . | . | . | .
381 01 03 01 B | FTL25 TP - END CAP SET [2pcs] B | 47.27 | . | PR FEMTOLINE | FEMTOLINE 25 TILTED P | ILP | PRO INT | . |  | PRO 0775 | 5414823249129 | B | . | . | . | . | . | .
381 01 03 01 W | FTL25 TP - END CAP SET [2pcs] W | 47.27 | . | PR FEMTOLINE | FEMTOLINE 25 TILTED P | ILP | PRO INT | . |  | PRO 0775 | 5414823249136 | W | . | . | . | . | . | .
381 01 00 00 ANO | FTL25 TP - PROFILE [1m] ANO | 87.48 | . | PR FEMTOLINE | FEMTOLINE 25 TILTED P | ILP | PRO INT | . |  | PRO 0775 | 5414823249082 | ANO | . | LED Technology | . | . | . | .
381 01 00 00 B | FTL25 TP - PROFILE [1m] B | 88.18 | . | PR FEMTOLINE | FEMTOLINE 25 TILTED P | ILP | PRO INT | . |  | PRO 0775 | 5414823249099 | B | . | LED Technology | . | . | . | .
381 01 00 00 W | FTL25 TP - PROFILE [1m] W | 88.18 | . | PR FEMTOLINE | FEMTOLINE 25 TILTED P | ILP | PRO INT | . |  | PRO 0775 | 5414823249105 | W | . | LED Technology | . | . | . | .
391 09 01 | FTL35 - CABLE SUSPENSION SINGLE 1,6m | 24.77 | . | PR FEMTOLINE | FEMTOLINE 35 | ILP | PRO INT | . |  | PRO 0777, 0781, 0811 | 5414823218552 | . | . | . | . | . | . | .
391 06 06 | FTL35 - CORNER 90° | 51.4 | . | PR FEMTOLINE | FEMTOLINE 35 | ILP | PRO INT | . |  | PRO 0777 | 5414823208812 | . | . | . | . | . | . | .
391 97 51 | FTL35 - CURRENT SUPPLY 2 x 0,75 mm² 1,6m | 18.51 | . | PR FEMTOLINE | FEMTOLINE 35 | ILP | PRO INT | . |  | PRO 0777, 0781, 0811 | 5414823218569 | . | . | . | . | . | . | .
391 03 01 ANO | FTL35 - END CAP SET [2pcs] ANO | 61.8 | . | PR FEMTOLINE | FEMTOLINE 35 | ILP | PRO INT | . |  | PRO 0777 | 5414823215148 | ANO | . | . | . | . | . | .
391 03 01 B | FTL35 - END CAP SET [2pcs] B | 64.76 | . | PR FEMTOLINE | FEMTOLINE 35 | ILP | PRO INT | . |  | PRO 0777 | 5414823204548 | B | . | . | . | . | . | .
391 03 01 W | FTL35 - END CAP SET [2pcs] W | 64.76 | . | PR FEMTOLINE | FEMTOLINE 35 | ILP | PRO INT | . |  | PRO 0777 | 5414823217395 | W | . | . | . | . | . | .
391 06 11 | FTL35 - FIXATION SET [2pcs] / CORNER 180° | 26.89 | . | PR FEMTOLINE | FEMTOLINE 35 | ILP | PRO INT | . |  | PRO 0777, 0781, 0811 | 5414823204715 | . | . | . | . | . | . | .
391 00 00 ANO | FTL35 - PROFILE [1m] ANO | 85.53 | . | PR FEMTOLINE | FEMTOLINE 35 | ILP | PRO INT | . |  | PRO 0777 | . | ANO | . | LED Technology | . | . | . | .
391 00 00 B | FTL35 - PROFILE [1m] B | 95.42 | . | PR FEMTOLINE | FEMTOLINE 35 | ILP | PRO INT | . |  | PRO 0777 | . | B | . | LED Technology | . | . | . | .
391 00 00 W | FTL35 - PROFILE [1m] W | 95.42 | . | PR FEMTOLINE | FEMTOLINE 35 | ILP | PRO INT | . |  | PRO 0777 | 5414823260117 | W | . | LED Technology | . | . | . | .
392 01 03 01 A | FTL35 F HE - END CAP SET [2pcs] A | 68.54 | . | PR FEMTOLINE | FEMTOLINE 35 FLUSHED | ILP | PRO INT | . |  | PRO 0781 | 5414823249419 | A | . | . | . | . | . | .
392 01 03 01 B | FTL35 F HE - END CAP SET [2pcs] B | 68.54 | . | PR FEMTOLINE | FEMTOLINE 35 FLUSHED | ILP | PRO INT | . |  | PRO 0781 | 5414823249426 | B | . | . | . | . | . | .
392 01 03 01 W | FTL35 F HE - END CAP SET [2pcs] W | 68.54 | . | PR FEMTOLINE | FEMTOLINE 35 FLUSHED | ILP | PRO INT | . |  | PRO 0781 | 5414823249433 | W | . | . | . | . | . | .
392 01 00 00 ANO | FTL35 F HE - PROFILE [1m] ANO | 94.75 | . | PR FEMTOLINE | FEMTOLINE 35 FLUSHED | ILP | PRO INT | . |  | PRO 0781 | 5414823249389 | ANO | . | LED Technology | . | . | . | .
392 01 00 00 B | FTL35 F HE - PROFILE [1m] B | 101.89 | . | PR FEMTOLINE | FEMTOLINE 35 FLUSHED | ILP | PRO INT | . |  | PRO 0781 | 5414823249396 | B | . | LED Technology | . | . | . | .
392 01 00 00 W | FTL35 F HE - PROFILE [1m] W | 101.89 | . | PR FEMTOLINE | FEMTOLINE 35 FLUSHED | ILP | PRO INT | . |  | PRO 0781 | 5414823249402 | W | . | LED Technology | . | . | . | .
392 02 09 01 | FTL35 F HE DOWN-UP - CABLE SUSPENSION SINGLE 1,6m | 31.26 | . | PR FEMTOLINE | FEMTOLINE 35 FLUSHED DWUP | ILP | PRO INT | . |  | PRO 0783 | 5414823249501 | . | . | . | . | . | . | .
392 02 06 01 | FTL35 F HE DOWN-UP - CORNER 180° | 45.33 | . | PR FEMTOLINE | FEMTOLINE 35 FLUSHED DWUP | ILP | PRO INT | . |  | PRO 0783 | 5414823249495 | . | . | . | . | . | . | .
392 02 97 51 | FTL35 F HE DOWN-UP - CURRENT SUPPLY 2 x 0,75 mm² 1,6m | 47.41 | . | PR FEMTOLINE | FEMTOLINE 35 FLUSHED DWUP | ILP | PRO INT | . |  | PRO 0783, 0785 | 5414823249518 | . | . | . | . | . | . | .
392 02 03 01 B | FTL35 F HE DOWN-UP - END CAP SET [2pcs] B | 46.55 | . | PR FEMTOLINE | FEMTOLINE 35 FLUSHED DWUP | ILP | PRO INT | . |  | PRO 0783 | 5414823249471 | B | . | . | . | . | . | .
392 02 03 01 W | FTL35 F HE DOWN-UP - END CAP SET [2pcs] W | 46.55 | . | PR FEMTOLINE | FEMTOLINE 35 FLUSHED DWUP | ILP | PRO INT | . |  | PRO 0783 | 5414823249488 | W | . | . | . | . | . | .
392 02 02 05 SBL | FTL35 F HE DOWN-UP - PC SBL UP PROFILE [1m] | 30.89 | . | PR FEMTOLINE | FEMTOLINE 35 FLUSHED DWUP | ILP | PRO INT | . |  | PRO 0783 | 5414823249464 | . | . | . | . | . | . | .
392 02 00 00 B | FTL35 F HE DOWN-UP - PROFILE [1m] B | 108.93 | . | PR FEMTOLINE | FEMTOLINE 35 FLUSHED DWUP | ILP | PRO INT | . |  | PRO 0783 | 5414823249440 | B | . | LED Technology | . | . | . | .
392 02 00 00 W | FTL35 F HE DOWN-UP - PROFILE [1m] W | 108.93 | . | PR FEMTOLINE | FEMTOLINE 35 FLUSHED DWUP | ILP | PRO INT | . |  | PRO 0783 | 5414823249457 | W | . | LED Technology | . | . | . | .
393 14 01 | FTL35 TR - CLIP | 37.9 | . | PR FEMTOLINE | FEMTOLINE 35 TRIMLESS | ILP | PRO INT | . |  | PRO 0779 | 5414823200298 | . | . | . | . | . | . | .
393 06 01 | FTL35 TR - CORNER 180° | 23.83 | . | PR FEMTOLINE | FEMTOLINE 35 TRIMLESS | ILP | PRO INT | . |  | PRO 0779 | 5414823206856 | . | . | . | . | . | . | .
393 06 06 | FTL35 TR - CORNER 90° | 27.41 | . | PR FEMTOLINE | FEMTOLINE 35 TRIMLESS | ILP | PRO INT | . |  | PRO 0779 | 5414823262418 | . | . | . | . | . | . | .
393 03 01 B | FTL35 TR - END CAP SET [2pcs] B | 60.55 | . | PR FEMTOLINE | FEMTOLINE 35 TRIMLESS | ILP | PRO INT | . |  | PRO 0779 | 5414823200557 | B | . | . | . | . | . | .
393 00 00 B | FTL35 TR - PROFILE [1m] B | 84.97 | . | PR FEMTOLINE | FEMTOLINE 35 TRIMLESS | ILP | PRO INT | . |  | PRO 0779 | . | B | . | . | . | . | . | .
392 03 06 01 | FTL35 X HE DOWN-UP - CORNER 180° | 45.33 | . | PR FEMTOLINE | FEMTOLINE 35 XTYPE DOWNUP | ILP | PRO INT | . |  | PRO 0785 | 5414823249570 | . | . | . | . | . | . | .
392 03 03 01 B | FTL35 X HE DOWN-UP - END CAP SET [2pcs] B | 119.8 | . | PR FEMTOLINE | FEMTOLINE 35 XTYPE DOWNUP | ILP | PRO INT | . |  | PRO 0785 | 5414823249556 | B | . | . | . | . | . | .
392 03 03 01 W | FTL35 X HE DOWN-UP - END CAP SET [2pcs] W | 119.8 | . | PR FEMTOLINE | FEMTOLINE 35 XTYPE DOWNUP | ILP | PRO INT | . |  | PRO 0785 | 5414823249563 | W | . | . | . | . | . | .
392 03 02 05 SBL | FTL35 X HE DOWN-UP - PC SBL UP PROFILE [1m] | 44.06 | . | PR FEMTOLINE | FEMTOLINE 35 XTYPE DOWNUP | ILP | PRO INT | . |  | PRO 0785 | 5414823249549 | . | . | . | . | . | . | .
392 03 00 00 B | FTL35 X HE DOWN-UP - PROFILE [1m] B | 167.83 | . | PR FEMTOLINE | FEMTOLINE 35 XTYPE DOWNUP | ILP | PRO INT | . |  | PRO 0785 | 5414823249525 | B | . | LED Technology | . | . | . | .
392 03 00 00 W | FTL35 X HE DOWN-UP - PROFILE [1m] W | 167.83 | . | PR FEMTOLINE | FEMTOLINE 35 XTYPE DOWNUP | ILP | PRO INT | . |  | PRO 0785 | 5414823249532 | W | . | LED Technology | . | . | . | .
376 06 06 | FTL45 - CORNER 90° | 26.85 | . | PR FEMTOLINE | FEMTOLINE 45 | ILP | PRO INT | . |  | PRO 0787 | 5414823116285 | . | . | . | . | . | . | .
376 03 01 ANO | FTL45 - END CAP SET [2pcs] ANO | 57.54 | . | PR FEMTOLINE | FEMTOLINE 45 | ILP | PRO INT | . |  | PRO 0787 | 5414823116292 | ANO | . | . | . | . | . | .
376 03 01 B | FTL45 - END CAP SET [2pcs] B | 80.36 | . | PR FEMTOLINE | FEMTOLINE 45 | ILP | PRO INT | . |  | PRO 0787 | 5414823153679 | B | . | . | . | . | . | .
376 03 01 W | FTL45 - END CAP SET [2pcs] W | 80.36 | . | PR FEMTOLINE | FEMTOLINE 45 | ILP | PRO INT | . |  | PRO 0787 | 5414823153686 | W | . | . | . | . | . | .
376 14 01 | FTL45 - FIXATION SET [2pcs] | 23.28 | . | PR FEMTOLINE | FEMTOLINE 45 | ILP | PRO INT | . |  | PRO 0787 | 5414823116308 | . | . | . | . | . | . | .
376 00 00 ANO | FTL45 - PROFILE [1m] ANO | 107.42 | . | PR FEMTOLINE | FEMTOLINE 45 | ILP | PRO INT | . |  | PRO 0787 | 5414823116315 | ANO | . | LED Technology | . | . | . | .
376 00 00 B | FTL45 - PROFILE [1m] B | 118.4 | . | PR FEMTOLINE | FEMTOLINE 45 | ILP | PRO INT | . |  | PRO 0787 | 5414823153655 | B | . | LED Technology | . | . | . | .
376 00 00 W | FTL45 - PROFILE [1m] W | 118.4 | . | PR FEMTOLINE | FEMTOLINE 45 | ILP | PRO INT | . |  | PRO 0787 | 5414823153662 | W | . | LED Technology | . | . | . | .
392 04 06 06 | FTL55 - CORNER 90° | 24.08 | . | PR FEMTOLINE | FEMTOLINE 55 | ILP | PRO INT | . |  | PRO 0789 | 5414823277719 | . | . | . | . | . | . | .
392 04 03 01 A | FTL55 - END CAP SET [2pcs] A | 55.25 | . | PR FEMTOLINE | FEMTOLINE 55 | ILP | PRO INT | . |  | PRO 0789 | 5414823277672 | A | . | . | . | . | . | .
392 04 03 01 B | FTL55 - END CAP SET [2pcs] B | 55.25 | . | PR FEMTOLINE | FEMTOLINE 55 | ILP | PRO INT | . |  | PRO 0789 | 5414823277689 | B | . | . | . | . | . | .
392 04 03 01 W | FTL55 - END CAP SET [2pcs] W | 55.25 | . | PR FEMTOLINE | FEMTOLINE 55 | ILP | PRO INT | . |  | PRO 0789 | 5414823277696 | W | . | . | . | . | . | .
392 04 00 00 ANO | FTL55 - PROFILE [1m] ANO | 79.96 | . | PR FEMTOLINE | FEMTOLINE 55 | ILP | PRO INT | . |  | PRO 0789 | 5414823277641 | ANO | . | LED Technology | . | . | . | .
392 04 00 00 B | FTL55 - PROFILE [1m] B | 84.84 | . | PR FEMTOLINE | FEMTOLINE 55 | ILP | PRO INT | . |  | PRO 0789 | 5414823277658 | B | . | LED Technology | . | . | . | .
392 04 00 00 W | FTL55 - PROFILE [1m] W | 83.57 | . | PR FEMTOLINE | FEMTOLINE 55 | ILP | PRO INT | . |  | PRO 0789 | 5414823277665 | W | . | LED Technology | . | . | . | .
366 00 00 CL ANO | FTLW - PROFILE [1m] CL ANO | 81.91 | . | PR FEMTOLINE | FEMTOLINE W | ILP | PRO INT | . |  | PRO 0797 | 5414823107054 | ANO | . | LED Technology | . | . | . | .
366 00 00 SBL ANO | FTLW - PROFILE [1m] SBL ANO | 78.53 | . | PR FEMTOLINE | FEMTOLINE W | ILP | PRO INT | . |  | PRO 0797 | 5414823107078 | ANO | . | LED Technology | . | . | . | .
426 06 01 | FTLWDU - CORNER 180° | 29.49 | . | PR FEMTOLINE | FEMTOLINE W DOWNUP | ILP | PRO INT | . |  | PRO 0799 | 5414823282492 | . | . | . | . | . | . | .
426 03 01 A | FTLWDU - END CAP SET [2pcs] A | 48.6 | . | PR FEMTOLINE | FEMTOLINE W DOWNUP | ILP | PRO INT | . |  | PRO 0799 | 5414823282461 | A | . | . | . | . | . | .
426 03 01 B | FTLWDU - END CAP SET [2pcs] B | 48.6 | . | PR FEMTOLINE | FEMTOLINE W DOWNUP | ILP | PRO INT | . |  | PRO 0799 | 5414823282478 | B | . | . | . | . | . | .
426 03 01 W | FTLWDU - END CAP SET [2pcs] W | 48.6 | . | PR FEMTOLINE | FEMTOLINE W DOWNUP | ILP | PRO INT | . |  | PRO 0799 | 5414823282485 | W | . | . | . | . | . | .
426 14 01 | FTLWDU - FIXATION SET [2pcs] | 23.2 | . | PR FEMTOLINE | FEMTOLINE W DOWNUP | ILP | PRO INT | . |  | PRO 0799 | 5414823282508 | . | . | . | . | . | . | .
426 00 00 ANO | FTLWDU - PROFILE [1m] ANO | 134.22 | . | PR FEMTOLINE | FEMTOLINE W DOWNUP | ILP | PRO INT | . |  | PRO 0799 | 5414823282430 | ANO | . | LED Technology | . | . | . | .
426 00 00 B | FTLWDU - PROFILE [1m] B | 144.36 | . | PR FEMTOLINE | FEMTOLINE W DOWNUP | ILP | PRO INT | . |  | PRO 0799 | 5414823282447 | B | . | LED Technology | . | . | . | .
426 00 00 W | FTLWDU - PROFILE [1m] W | 144.36 | . | PR FEMTOLINE | FEMTOLINE W DOWNUP | ILP | PRO INT | . |  | PRO 0799 | 5414823282454 | W | . | LED Technology | . | . | . | .
270 63 12 93 B | FEMTOLINE W DOWN-UP 1200 930 B | 579.45 | . | PR FEMTOLINE | FEMTOLINE W DOWNUP [P] | IWS | PRO INT | . |  | INT 0575 | 5414823275975 | B | IP20 | LED Technology | 3000K | 90 | . | .
270 63 12 93 W | FEMTOLINE W DOWN-UP 1200 930 W | 579.45 | . | PR FEMTOLINE | FEMTOLINE W DOWNUP [P] | IWS | PRO INT | . |  | INT 0575 | 5414823275982 | W | IP20 | LED Technology | 3000K | 90 | . | 270 61 22 83 W
270 63 06 93 B | FEMTOLINE W DOWN-UP 600 930 B | 447.4 | . | PR FEMTOLINE | FEMTOLINE W DOWNUP [P] | IWS | PRO INT | . |  | INT 0575 | 5414823275951 | B | IP20 | LED Technology | 3000K | 90 | . | .
270 63 06 93 W | FEMTOLINE W DOWN-UP 600 930 W | 447.4 | . | PR FEMTOLINE | FEMTOLINE W DOWNUP [P] | IWS | PRO INT | . |  | INT 0575 | 5414823275968 | W | IP20 | LED Technology | 3000K | 90 | . | 270 61 21 83 W
270 75 100 C | FEMTOLINE TP WALL 100 C | 807.72 | . | PR FEMTOLINE | FEMTOLINE WALL [P] | IWS | PRO INT | . |  | INT 0575 | 5414823243882 | C | IP44 | LED Technology | 3000K | 90 | . | .
270 75 100 W | FEMTOLINE TP WALL 100 W | 550.18 | . | PR FEMTOLINE | FEMTOLINE WALL [P] | IWS | PRO INT | . |  | INT 0575 | 5414823243899 | W | IP44 | LED Technology | 3000K | 90 | . | .
270 75 060 C | FEMTOLINE TP WALL 60 C | 605.45 | . | PR FEMTOLINE | FEMTOLINE WALL [P] | IWS | PRO INT | . |  | INT 0575 | 5414823243868 | C | IP44 | LED Technology | 3000K | 90 | . | .
270 75 060 W | FEMTOLINE TP WALL 60 W | 456.12 | . | PR FEMTOLINE | FEMTOLINE WALL [P] | IWS | PRO INT | . |  | INT 0575 | 5414823243875 | W | IP44 | LED Technology | 3000K | 90 | . | .
364 03 01 A | NL - END CAP SET [2pcs] A | 39.93 | . | PR FEMTOLINE | NANOLINE | ILP | PRO INT | . |  | PRO 0797 | 5414823107023 | A | . | . | . | . | . | .
364 06 11 | NL - FIXATION SET [10pcs] | 36.11 | . | PR FEMTOLINE | NANOLINE | ILP | PRO INT | . |  | PRO 0773, 0797 | 5414823107047 | . | . | . | . | . | . | .
390 61 811 922 B | FNL - 1 TWEETER 92733 B | 428.5 | . | PR FINNLINE | FINNLINE | ILP | PRO INT | . |  | PRO 0870 | 5414823249228 | B | IP20 | LED Technology | 2700K | 90 | 33 | .
390 61 811 922 W | FNL - 1 TWEETER 92733 W | 428.5 | . | PR FINNLINE | FINNLINE | ILP | PRO INT | . |  | PRO 0870 | 5414823249235 | W | IP20 | LED Technology | 2700K | 90 | 33 | .
390 61 811 923 B | FNL - 1 TWEETER 92750 B | 428.5 | . | PR FINNLINE | FINNLINE | ILP | PRO INT | . |  | PRO 0870 | 5414823249242 | B | IP20 | LED Technology | 2700K | 90 | 50 | .
390 61 811 923 W | FNL - 1 TWEETER 92750 W | 428.5 | . | PR FINNLINE | FINNLINE | ILP | PRO INT | . |  | PRO 0870 | 5414823249259 | W | IP20 | LED Technology | 2700K | 90 | 50 | .
390 61 811 932 B | FNL - 1 TWEETER 93033 B | 428.5 | . | PR FINNLINE | FINNLINE | ILP | PRO INT | . |  | PRO 0870 | 5414823249266 | B | IP20 | LED Technology | 3000K | 90 | 33 | .
390 61 811 932 W | FNL - 1 TWEETER 93033 W | 428.5 | . | PR FINNLINE | FINNLINE | ILP | PRO INT | . |  | PRO 0870 | 5414823249273 | W | IP20 | LED Technology | 3000K | 90 | 33 | .
390 61 811 933 B | FNL - 1 TWEETER 93050 B | 428.5 | . | PR FINNLINE | FINNLINE | ILP | PRO INT | . |  | PRO 0870 | 5414823249280 | B | IP20 | LED Technology | 3000K | 90 | 50 | .
390 61 811 933 W | FNL - 1 TWEETER 93050 W | 428.5 | . | PR FINNLINE | FINNLINE | ILP | PRO INT | . |  | PRO 0870 | 5414823249297 | W | IP20 | LED Technology | 3000K | 90 | 50 | .
390 61 812 922 B | FNL - 2 TWEETER 92733 B | 711.35 | . | PR FINNLINE | FINNLINE | ILP | PRO INT | . |  | PRO 0870 | 5414823249303 | B | IP20 | LED Technology | 2700K | 90 | 33 | .
390 61 812 922 W | FNL - 2 TWEETER 92733 W | 711.35 | . | PR FINNLINE | FINNLINE | ILP | PRO INT | . |  | PRO 0870 | 5414823249310 | W | IP20 | LED Technology | 2700K | 90 | 33 | .
390 61 812 923 B | FNL - 2 TWEETER 92750 B | 711.35 | . | PR FINNLINE | FINNLINE | ILP | PRO INT | . |  | PRO 0870 | 5414823249327 | B | IP20 | LED Technology | 2700K | 90 | 50 | .
390 61 812 923 W | FNL - 2 TWEETER 92750 W | 711.35 | . | PR FINNLINE | FINNLINE | ILP | PRO INT | . |  | PRO 0870 | 5414823249334 | W | IP20 | LED Technology | 2700K | 90 | 50 | .
390 61 812 932 B | FNL - 2 TWEETER 93033 B | 711.35 | . | PR FINNLINE | FINNLINE | ILP | PRO INT | . |  | PRO 0870 | 5414823249341 | B | IP20 | LED Technology | 3000K | 90 | 33 | .
390 61 812 932 W | FNL - 2 TWEETER 93033 W | 711.35 | . | PR FINNLINE | FINNLINE | ILP | PRO INT | . |  | PRO 0870 | 5414823249358 | W | IP20 | LED Technology | 3000K | 90 | 33 | .
390 61 812 933 B | FNL - 2 TWEETER 93050 B | 711.35 | . | PR FINNLINE | FINNLINE | ILP | PRO INT | . |  | PRO 0870 | 5414823249365 | B | IP20 | LED Technology | 3000K | 90 | 50 | .
390 61 812 933 W | FNL - 2 TWEETER 93050 W | 711.35 | . | PR FINNLINE | FINNLINE | ILP | PRO INT | . |  | PRO 0870 | 5414823249372 | W | IP20 | LED Technology | 3000K | 90 | 50 | .
390 06 01 | FNL - CORNER 180° | 63.77 | . | PR FINNLINE | FINNLINE | ILP | PRO INT | . |  | PRO 0869 | 5414823177637 | . | . | . | . | . | . | .
390 06 06 | FNL - CORNER 90° | 81.55 | . | PR FINNLINE | FINNLINE | ILP | PRO INT | . |  | PRO 0869 | 5414823178290 | . | . | . | . | . | . | .
390 98 51 | FNL - CURRENT SUPPLY 3 x 0,75mm² 1,6m | 27.2 | . | PR FINNLINE | FINNLINE | ILP | PRO INT | . |  | PRO 0869 | 5414823168697 | . | . | . | . | . | . | .
390 98 56 | FNL - CURRENT SUPPLY 3 x 0,75mm² 6,0m | 51.53 | . | PR FINNLINE | FINNLINE | ILP | PRO INT | . |  | PRO 0869 | 5414823168703 | . | . | . | . | . | . | .
390 99 51 | FNL - CURRENT SUPPLY 5 x 0,75mm² 1,6m | 62.26 | . | PR FINNLINE | FINNLINE | ILP | PRO INT | . |  | PRO 0869 | 5414823168710 | . | . | . | . | . | . | .
390 99 56 | FNL - CURRENT SUPPLY 5 x 0,75mm² 6,0m | 134.11 | . | PR FINNLINE | FINNLINE | ILP | PRO INT | . |  | PRO 0869 | 5414823168727 | . | . | . | . | . | . | .
390 03 01 B-C | FNL - END CAP B-C | 61.99 | . | PR FINNLINE | FINNLINE | ILP | PRO INT | . |  | PRO 0869 | 5414823167904 | B-C | . | . | . | . | . | .
390 03 01 W-C | FNL - END CAP W-C | 61.99 | . | PR FINNLINE | FINNLINE | ILP | PRO INT | . |  | PRO 0869 | 5414823167911 | W-C | . | . | . | . | . | .
390 620 22 E | FNL - LED ARRAY 1 x 20W UP | 321.86 | . | PR FINNLINE | FINNLINE | ILP | PRO INT | . |  | PRO 0871 | . | . | IP20 | LED Technology | 3000K | 80 | . | .
390 620 42 E | FNL - LED ARRAY 1 x 40W UP | 565.15 | . | PR FINNLINE | FINNLINE | ILP | PRO INT | . |  | PRO 0871 | . | . | IP20 | LED Technology | 3000K | 80 | . | .
390 620 62 E | FNL - LED ARRAY 1 x 60W UP | 827.39 | . | PR FINNLINE | FINNLINE | ILP | PRO INT | . |  | PRO 0871 | 5414823198755 | . | IP20 | LED Technology | 3000K | 80 | . | .
390 611 22 L E | FNL - LED ARRAY DOWN FINN 2 x 15W LEFT | 407.31 | . | PR FINNLINE | FINNLINE | ILP | PRO INT | . |  | PRO 0871 | 5414823198748 | . | IP20 | LED Technology | 3000K | 80 | . | .
390 611 22 L ED1 | FNL - LED ARRAY DOWN FINN 2 x 15W LEFT DIM1 | 469.8 | . | PR FINNLINE | FINNLINE | ILP | PRO INT | . |  | PRO 0871 | 5414823215681 | . | IP20 | LED Technology | 3000K | 80 | . | .
390 611 22 L ED2 | FNL - LED ARRAY DOWN FINN 2 x 15W LEFT DIM2 | 488.1 | . | PR FINNLINE | FINNLINE | ILP | PRO INT | . |  | PRO 0871 | 5414823230486 | . | IP20 | LED Technology | 3000K | 80 | . | .
390 611 22 R E | FNL - LED ARRAY DOWN FINN 2 x 15W RIGHT | 407.31 | . | PR FINNLINE | FINNLINE | ILP | PRO INT | . |  | PRO 0871 | 5414823198779 | . | IP20 | LED Technology | 3000K | 80 | . | .
390 611 22 R ED1 | FNL - LED ARRAY DOWN FINN 2 x 15W RIGHT DIM1 | 469.8 | . | PR FINNLINE | FINNLINE | ILP | PRO INT | . |  | PRO 0871 | . | . | IP20 | LED Technology | 3000K | 80 | . | .
390 611 22 R ED2 | FNL - LED ARRAY DOWN FINN 2 x 15W RIGHT DIM2 | 488.1 | . | PR FINNLINE | FINNLINE | ILP | PRO INT | . |  | PRO 0871 | . | . | IP20 | LED Technology | 3000K | 80 | . | .
390 611 42 L E | FNL - LED ARRAY DOWN FINN 2 x 30W LEFT | 647.17 | . | PR FINNLINE | FINNLINE | ILP | PRO INT | . |  | PRO 0871 | 5414823198762 | . | IP20 | LED Technology | 3000K | 80 | . | .
390 611 42 L ED1 | FNL - LED ARRAY DOWN FINN 2 x 30W LEFT DIM1 | 706.09 | . | PR FINNLINE | FINNLINE | ILP | PRO INT | . |  | PRO 0871 | . | . | IP20 | LED Technology | 3000K | 80 | . | .
390 611 42 L ED2 | FNL - LED ARRAY DOWN FINN 2 x 30W LEFT DIM2 | 716.54 | . | PR FINNLINE | FINNLINE | ILP | PRO INT | . |  | PRO 0871 | . | . | IP20 | LED Technology | 3000K | 80 | . | .
390 611 42 R E | FNL - LED ARRAY DOWN FINN 2 x 30W RIGHT | 647.17 | . | PR FINNLINE | FINNLINE | ILP | PRO INT | . |  | PRO 0871 | 5414823206566 | . | IP20 | LED Technology | 3000K | 80 | . | .
390 611 42 R ED1 | FNL - LED ARRAY DOWN FINN 2 x 30W RIGHT DIM1 | 706.09 | . | PR FINNLINE | FINNLINE | ILP | PRO INT | . |  | PRO 0871 | . | . | IP20 | LED Technology | 3000K | 80 | . | .
390 611 42 R ED2 | FNL - LED ARRAY DOWN FINN 2 x 30W RIGHT DIM2 | 716.54 | . | PR FINNLINE | FINNLINE | ILP | PRO INT | . |  | PRO 0871 | . | . | IP20 | LED Technology | 3000K | 80 | . | .
390 61 22 L B | FNL - MINISPY 2 LEFT WW B | 534.66 | . | PR FINNLINE | FINNLINE | ILP | PRO INT | . |  | PRO 0870 | . | B | IP20 | LED Technology | 3000K | 80 | 19 | .
390 61 22 L W | FNL - MINISPY 2 LEFT WW W | 534.66 | . | PR FINNLINE | FINNLINE | ILP | PRO INT | . |  | PRO 0870 | . | W | IP20 | LED Technology | 3000K | 80 | 19 | .
390 61 22 R B | FNL - MINISPY 2 RIGHT WW B | 534.66 | . | PR FINNLINE | FINNLINE | ILP | PRO INT | . |  | PRO 0870 | . | B | IP20 | LED Technology | 3000K | 80 | 19 | .
390 61 22 R W | FNL - MINISPY 2 RIGHT WW W | 534.66 | . | PR FINNLINE | FINNLINE | ILP | PRO INT | . |  | PRO 0870 | . | W | IP20 | LED Technology | 3000K | 80 | 19 | .
390 61 32 AL B | FNL - MINISPY 3 ASYMMETRIC LEFT WW B | 690.16 | . | PR FINNLINE | FINNLINE | ILP | PRO INT | . |  | PRO 0870 | 5414823198724 | B | IP20 | LED Technology | 3000K | 80 | 19 | .
390 61 32 AL W | FNL - MINISPY 3 ASYMMETRIC LEFT WW W | 690.16 | . | PR FINNLINE | FINNLINE | ILP | PRO INT | . |  | PRO 0870 | . | W | IP20 | LED Technology | 3000K | 80 | 19 | .
390 61 32 AR B | FNL - MINISPY 3 ASYMMETRIC RIGHT WW B | 690.16 | . | PR FINNLINE | FINNLINE | ILP | PRO INT | . |  | PRO 0870 | 5414823198731 | B | IP20 | LED Technology | 3000K | 80 | 19 | .
390 61 32 AR W | FNL - MINISPY 3 ASYMMETRIC RIGHT WW W | 690.16 | . | PR FINNLINE | FINNLINE | ILP | PRO INT | . |  | PRO 0870 | . | W | IP20 | LED Technology | 3000K | 80 | 19 | .
390 00 00 B | FNL - PROFILE [1m] B | 204.57 | . | PR FINNLINE | FINNLINE | ILP | PRO INT | . |  | PRO 0869 | 5414823198694 | B | . | . | . | . | . | .
390 00 00 W | FNL - PROFILE [1m] W | 204.57 | . | PR FINNLINE | FINNLINE | ILP | PRO INT | . |  | PRO 0869 | . | W | . | . | . | . | . | .
405 06 01 | KSK - CORNER 180° | 58 | . | PR KASKADE | KASKADE W | ILP | PRO INT | . |  | PRO 0805 | 5414823278020 | . | . | . | . | . | . | .
405 03 01 B | KSK - END CAP SET [2pcs] B | 192.43 | . | PR KASKADE | KASKADE W | ILP | PRO INT | . |  | PRO 0805 | 5414823277993 | B | . | . | . | . | . | .
405 03 01 W | KSK - END CAP SET [2pcs] W | 192.43 | . | PR KASKADE | KASKADE W | ILP | PRO INT | . |  | PRO 0805 | 5414823278013 | W | . | . | . | . | . | .
405 14 01 | KSK - FIXATION SET [2pcs] | 44.24 | . | PR KASKADE | KASKADE W | ILP | PRO INT | . |  | PRO 0805 | 5414823278037 | . | . | . | . | . | . | .
405 00 00 B | KSK - PROFILE [1m] B | 297.93 | . | PR KASKADE | KASKADE W | ILP | PRO INT | . |  | PRO 0805 | 5414823277962 | B | . | LED Technology | . | . | . | .
405 00 00 GC | KSK - PROFILE [1m] GC | 362.27 | . | PR KASKADE | KASKADE W | ILP | PRO INT | . |  | PRO 0805 | 5414823277979 | GC | . | LED Technology | . | . | . | .
405 00 00 W | KSK - PROFILE [1m] W | 297.93 | . | PR KASKADE | KASKADE W | ILP | PRO INT | . |  | PRO 0805 | 5414823277986 | W | . | LED Technology | . | . | . | .
399 98 51 | MIC40 - CURRENT SUPPLY 3 x 0,75mm² 1,6m | 24.66 | . | PR MICROLINE | MICROLINE 40/40+ | ILP | PRO INT | . |  | PRO 0827, 0829 | 5414823257759 | . | . | . | . | . | . | .
399 98 56 | MIC40 - CURRENT SUPPLY 3 x 0,75mm² 6,0m | 52.76 | . | PR MICROLINE | MICROLINE 40/40+ | ILP | PRO INT | . |  | PRO 0827, 0829 | 5414823262494 | . | . | . | . | . | . | .
399 99 51 | MIC40 - CURRENT SUPPLY 5 x 0,75mm² 1,6m | 57.45 | . | PR MICROLINE | MICROLINE 40/40+ | ILP | PRO INT | . |  | PRO 0827, 0829 | 5414823259685 | . | . | . | . | . | . | .
399 99 56 | MIC40 - CURRENT SUPPLY 5 x 0,75mm² 6,0m | 133.26 | . | PR MICROLINE | MICROLINE 40/40+ | ILP | PRO INT | . |  | PRO 0827, 0829 | 5414823261787 | . | . | . | . | . | . | .
399 01 03 01 A | MIC40 - END CAP A | 52.73 | . | PR MICROLINE | MICROLINE 40/40+ | ILP | PRO INT | . |  | PRO 0827 | 5414823249815 | A | . | . | . | . | . | .
399 01 03 01 B | MIC40 - END CAP B | 52.73 | . | PR MICROLINE | MICROLINE 40/40+ | ILP | PRO INT | . |  | PRO 0827 | 5414823249822 | B | . | . | . | . | . | .
399 01 03 01 W | MIC40 - END CAP W | 52.73 | . | PR MICROLINE | MICROLINE 40/40+ | ILP | PRO INT | . |  | PRO 0827 | 5414823249839 | W | . | . | . | . | . | .
399 01 00 ANO | MIC40/40+ - PROFILE [1m] ANO | 103.05 | . | PR MICROLINE | MICROLINE 40/40+ | ILP | PRO INT | . |  | PRO 0827, 0829 | 5414823249778 | ANO | . | LED Technology | . | . | . | .
399 01 00 B | MIC40/40+ - PROFILE [1m] B | 107.49 | . | PR MICROLINE | MICROLINE 40/40+ | ILP | PRO INT | . |  | PRO 0827, 0829 | 5414823249785 | B | . | LED Technology | . | . | . | .
399 01 00 W | MIC40/40+ - PROFILE [1m] W | 109.62 | . | PR MICROLINE | MICROLINE 40/40+ | ILP | PRO INT | . |  | PRO 0827, 0829 | 5414823249792 | W | . | LED Technology | . | . | . | .
399 02 03 01 A | MIC40+ - END CAP A | 53.73 | . | PR MICROLINE | MICROLINE 40/40+ | ILP | PRO INT | . |  | PRO 0829 | 5414823249853 | A | . | . | . | . | . | .
399 02 03 01 B | MIC40+ - END CAP B | 53.73 | . | PR MICROLINE | MICROLINE 40/40+ | ILP | PRO INT | . |  | PRO 0829 | 5414823249860 | B | . | . | . | . | . | .
399 02 03 01 W | MIC40+ - END CAP W | 53.73 | . | PR MICROLINE | MICROLINE 40/40+ | ILP | PRO INT | . |  | PRO 0829 | 5414823249877 | W | . | . | . | . | . | .
399 02 02 05 SBL HE | MIC40+ - PC SBL PROFILE [1m] HE | 55.7 | . | PR MICROLINE | MICROLINE 40/40+ | ILP | PRO INT | . |  | PRO 0830 | 5414823249846 | . | . | . | . | . | . | .
399 06 01 | MIC40/60 - CORNER 180° | 43.49 | . | PR MICROLINE | MICROLINE 40/60 | ILP | PRO INT | . |  | PRO 0825, 0827, 0829 | 5414823249938 | . | . | . | . | . | . | .
399 06 06 | MIC40/60 - CORNER 90° | 44.56 | . | PR MICROLINE | MICROLINE 40/60 | ILP | PRO INT | . |  | PRO 0825, 0827, 0829 | 5414823249945 | . | . | . | . | . | . | .
399 613 06 E | MIC40/60 - LED ARRAY 1 x 06W DOWN HE | 148.25 | . | PR MICROLINE | MICROLINE 40/60 | ILP | PRO INT | . |  | PRO 0830 | 5414823250118 | . | IP20 | LED Technology | 3000K | 80 | . | .
399 613 09 E | MIC40/60 - LED ARRAY 1 x 09W DOWN HE | 186.71 | . | PR MICROLINE | MICROLINE 40/60 | ILP | PRO INT | . |  | PRO 0830 | 5414823250125 | . | IP20 | LED Technology | 3000K | 80 | . | .
399 610 12 E | MIC40/60 - LED ARRAY 1 x 12W DOWN | 165.66 | . | PR MICROLINE | MICROLINE 40/60 | ILP | PRO INT | . |  | PRO 0830 | 5414823249952 | . | IP20 | LED Technology | 3000K | 80 | . | .
399 610 12 ED1 | MIC40/60 - LED ARRAY 1 x 12W DOWN DIM1 | 222.36 | . | PR MICROLINE | MICROLINE 40/60 | ILP | PRO INT | . |  | PRO 0830 | 5414823249969 | . | IP20 | LED Technology | 3000K | 80 | . | .
399 610 12 ED2 | MIC40/60 - LED ARRAY 1 x 12W DOWN DIM2 | 268.37 | . | PR MICROLINE | MICROLINE 40/60 | ILP | PRO INT | . |  | PRO 0830 | 5414823249976 | . | IP20 | LED Technology | 3000K | 80 | . | .
399 613 12 E | MIC40/60 - LED ARRAY 1 x 12W DOWN HE | 211.91 | . | PR MICROLINE | MICROLINE 40/60 | ILP | PRO INT | . |  | PRO 0830 | 5414823250132 | . | IP20 | LED Technology | 3000K | 80 | . | .
399 613 15 E | MIC40/60 - LED ARRAY 1 x 15W DOWN HE | 247.57 | . | PR MICROLINE | MICROLINE 40/60 | ILP | PRO INT | . |  | PRO 0830 | 5414823250149 | . | IP20 | LED Technology | 3000K | 80 | . | .
399 610 18 E | MIC40/60 - LED ARRAY 1 x 18W DOWN | 204.11 | . | PR MICROLINE | MICROLINE 40/60 | ILP | PRO INT | . |  | PRO 0830 | 5414823249983 | . | IP20 | LED Technology | 3000K | 80 | . | .
399 610 18 ED1 | MIC40/60 - LED ARRAY 1 x 18W DOWN DIM1 | 261.33 | . | PR MICROLINE | MICROLINE 40/60 | ILP | PRO INT | . |  | PRO 0830 | 5414823249990 | . | IP20 | LED Technology | 3000K | 80 | . | .
399 610 18 ED2 | MIC40/60 - LED ARRAY 1 x 18W DOWN DIM2 | 307.32 | . | PR MICROLINE | MICROLINE 40/60 | ILP | PRO INT | . |  | PRO 0830 | 5414823250002 | . | IP20 | LED Technology | 3000K | 80 | . | .
399 613 18 E | MIC40/60 - LED ARRAY 1 x 18W DOWN HE | 293.05 | . | PR MICROLINE | MICROLINE 40/60 | ILP | PRO INT | . |  | PRO 0830 | 5414823250156 | . | IP20 | LED Technology | 3000K | 80 | . | .
399 610 24 E | MIC40/60 - LED ARRAY 1 x 24W DOWN | 228.68 | . | PR MICROLINE | MICROLINE 40/60 | ILP | PRO INT | . |  | PRO 0830 | 5414823250019 | . | IP20 | LED Technology | 3000K | 80 | . | .
399 610 24 ED1 | MIC40/60 - LED ARRAY 1 x 24W DOWN DIM1 | 274.73 | . | PR MICROLINE | MICROLINE 40/60 | ILP | PRO INT | . |  | PRO 0830 | 5414823250026 | . | IP20 | LED Technology | 3000K | 80 | . | .
399 610 24 ED2 | MIC40/60 - LED ARRAY 1 x 24W DOWN DIM2 | 320.73 | . | PR MICROLINE | MICROLINE 40/60 | ILP | PRO INT | . |  | PRO 0830 | 5414823250033 | . | IP20 | LED Technology | 3000K | 80 | . | .
399 613 24 E | MIC40/60 - LED ARRAY 1 x 24W DOWN HE | 307.69 | . | PR MICROLINE | MICROLINE 40/60 | ILP | PRO INT | . |  | PRO 0830 | 5414823250163 | . | IP20 | LED Technology | 3000K | 80 | . | .
399 610 30 E | MIC40/60 - LED ARRAY 1 x 30W DOWN | 264.34 | . | PR MICROLINE | MICROLINE 40/60 | ILP | PRO INT | . |  | PRO 0830 | 5414823250040 | . | IP20 | LED Technology | 3000K | 80 | . | .
399 610 30 ED1 | MIC40/60 - LED ARRAY 1 x 30W DOWN DIM1 | 310.78 | . | PR MICROLINE | MICROLINE 40/60 | ILP | PRO INT | . |  | PRO 0830 | 5414823250057 | . | IP20 | LED Technology | 3000K | 80 | . | .
399 610 30 ED2 | MIC40/60 - LED ARRAY 1 x 30W DOWN DIM2 | 356.77 | . | PR MICROLINE | MICROLINE 40/60 | ILP | PRO INT | . |  | PRO 0830 | 5414823250064 | . | IP20 | LED Technology | 3000K | 80 | . | .
399 610 36 E | MIC40/60 - LED ARRAY 1 x 36W DOWN | 312.32 | . | PR MICROLINE | MICROLINE 40/60 | ILP | PRO INT | . |  | PRO 0830 | 5414823250071 | . | IP20 | LED Technology | 3000K | 80 | . | .
399 610 36 ED2 | MIC40/60 - LED ARRAY 1 x 36W DOWN DIM2 | 392.05 | . | PR MICROLINE | MICROLINE 40/60 | ILP | PRO INT | . |  | PRO 0830 | 5414823250088 | . | IP20 | LED Technology | 3000K | 80 | . | .
399 610 48 E | MIC40/60 - LED ARRAY 1 x 48W DOWN | 326.96 | . | PR MICROLINE | MICROLINE 40/60 | ILP | PRO INT | . |  | PRO 0830 | 5414823250095 | . | IP20 | LED Technology | 3000K | 80 | . | .
399 610 48 ED2 | MIC40/60 - LED ARRAY 1 x 48W DOWN DIM2 | 413.69 | . | PR MICROLINE | MICROLINE 40/60 | ILP | PRO INT | . |  | PRO 0830 | 5414823250101 | . | IP20 | LED Technology | 3000K | 80 | . | .
399 01 02 15 SBL | MIC40/60 - PC SBL PROFILE - ROLL 15M | 475.31 | . | PR MICROLINE | MICROLINE 40/60 | ILP | PRO INT | . |  | PRO 0830 | 5414823235146 | . | . | . | . | . | . | .
399 01 02 08 SBL | MIC40/60 - PC SBL PROFILE - ROLL 8M | 284.83 | . | PR MICROLINE | MICROLINE 40/60 | ILP | PRO INT | . |  | PRO 0830 | 5414823235139 | . | . | . | . | . | . | .
399 01 02 05 SBL HE | MIC40/60 - PC SBL PROFILE [1m] HE | 55.6 | . | PR MICROLINE | MICROLINE 40/60 | ILP | PRO INT | . |  | PRO 0830 | 5414823249808 | . | . | . | . | . | . | .
399 03 03 01 ANO | MIC60 - END CAP ANO | 37.86 | . | PR MICROLINE | MICROLINE 60 | ILP | PRO INT | . |  | PRO 0825 | 5414823249907 | ANO | . | . | . | . | . | .
399 03 03 01 W | MIC60 - END CAP W | 43.53 | . | PR MICROLINE | MICROLINE 60 | ILP | PRO INT | . |  | PRO 0825 | 5414823249914 | W | . | . | . | . | . | .
399 03 14 01 | MIC60 - INSIDE CLIP | 26.44 | . | PR MICROLINE | MICROLINE 60 | ILP | PRO INT | . |  | PRO 0825 | 5414823249921 | . | . | . | . | . | . | .
399 03 00 ANO | MIC60 - PROFILE [1m] ANO | 111.74 | . | PR MICROLINE | MICROLINE 60 | ILP | PRO INT | . |  | PRO 0825 | 5414823249884 | ANO | . | LED Technology | . | . | . | .
399 03 00 W | MIC60 - PROFILE [1m] W | 119.18 | . | PR MICROLINE | MICROLINE 60 | ILP | PRO INT | . |  | PRO 0825 | 5414823249891 | W | . | LED Technology | . | . | . | .
394 06 01 | MIC TR - CORNER 180° | 40.53 | . | PR MICROLINE | MICROLINE TRIMLESS | ILP | PRO INT | . |  | PRO 0815 | 5414823204531 | . | . | . | . | . | . | .
394 06 06 | MIC TR - CORNER 90° | 40.53 | . | PR MICROLINE | MICROLINE TRIMLESS | ILP | PRO INT | . |  | PRO 0815 | 5414823220913 | . | . | . | . | . | . | .
394 00 00 ANO | MIC TR - PROFILE [1m] ANO | 169.57 | . | PR MICROLINE | MICROLINE TRIMLESS | ILP | PRO INT | . |  | PRO 0815 | 5414823200571 | ANO | . | LED Technology | . | . | . | .
394 03 01 ANO | MIC TR / TRW - END CAP SET [2pcs] ANO | 39.24 | . | PR MICROLINE | MICROLINE TRIMLESS | ILP | PRO INT | . |  | PRO 0815, 0817, 0819 | 5414823200182 | ANO | . | . | . | . | . | .
396 06 01 | MIC TRW - CORNER 180° | 40.53 | . | PR MICROLINE | MICROLINE TRIMLESS WALL | ILP | PRO INT | . |  | PRO 0817, 0819 | 5414823219252 | . | . | . | . | . | . | .
396 06 16 | MIC TRW - CORNER 90° EXT | 40.53 | . | PR MICROLINE | MICROLINE TRIMLESS WALL | ILP | PRO INT | . |  | PRO 0817, 0819 | 5414823273308 | . | . | . | . | . | . | .
396 06 06 | MIC TRW - CORNER 90° INT | 40.53 | . | PR MICROLINE | MICROLINE TRIMLESS WALL | ILP | PRO INT | . |  | PRO 0817, 0819 | 5414823219269 | . | . | . | . | . | . | .
396 00 00 ANO | MIC TRW - PROFILE [1m] ANO | 169.63 | . | PR MICROLINE | MICROLINE TRIMLESS WALL | ILP | PRO INT | . |  | PRO 0817 | 5414823199684 | ANO | . | LED Technology | . | . | . | .
396 01 00 00 ANO | MIC TRW+ - PROFILE [1m] ANO | 169.63 | . | PR MICROLINE | MICROLINE TRIMLESS WALL | ILP | PRO INT | . |  | PRO 0819 | 5414823249587 | ANO | . | LED Technology | . | . | . | .
330 91 0801 | NB - EMERGENCY UNIT 1h - LED 5W | 289.42 | . | PR NOBODY | NOBODY | ILP | PRO INT | . |  | PRO 0877 | 5414823198847 | . | . | . | . | . | . | .
330 98 51 | NB140/200 / BAN200 - CURRENT SUPPLY 3 x 0,75mm² 1,6m | 22.48 | . | PR NOBODY | NOBODY 200 | IP | PRO INT | . |  | PRO 0875 | 5414823104084 | . | . | . | . | . | . | .
330 98 56 | NB140/200 / BAN200 - CURRENT SUPPLY 3 x 0,75mm² 6,0m | 48.54 | . | PR NOBODY | NOBODY 200 | IP | PRO INT | . |  | PRO 0875 | 5414823104411 | . | . | . | . | . | . | .
330 99 51 | NB140/200 / BAN200 - CURRENT SUPPLY 5 x 0,75mm² 1,6m | 58.73 | . | PR NOBODY | NOBODY 200 | IP | PRO INT | . |  | PRO 0875 | 5414823104428 | . | . | . | . | . | . | .
330 99 56 | NB140/200 / BAN200 - CURRENT SUPPLY 5 x 0,75mm² 6,0m | 109.89 | . | PR NOBODY | NOBODY 200 | IP | PRO INT | . |  | PRO 0875 | 5414823104435 | . | . | . | . | . | . | .
331 61 811 922 A | NB200 - 1 LED 92733 OK A | 346.94 | . | PR NOBODY | NOBODY 200 | IP | PRO INT | . |  | PRO 0876 | 5414823248337 | A | IP20 | LED Technology | 2700K | 90 | 33 | .
331 61 811 922 W | NB200 - 1 LED 92733 OK W | 346.94 | . | PR NOBODY | NOBODY 200 | IP | PRO INT | . |  | PRO 0876 | 5414823248344 | W | IP20 | LED Technology | 2700K | 90 | 33 | .
331 61 811 923 A | NB200 - 1 LED 92750 OK A | 346.94 | . | PR NOBODY | NOBODY 200 | IP | PRO INT | . |  | PRO 0876 | 5414823248351 | A | IP20 | LED Technology | 2700K | 90 | 50 | .
331 61 811 923 W | NB200 - 1 LED 92750 OK W | 346.94 | . | PR NOBODY | NOBODY 200 | IP | PRO INT | . |  | PRO 0876 | 5414823248368 | W | IP20 | LED Technology | 2700K | 90 | 50 | .
331 61 811 932 A | NB200 - 1 LED 93033 OK A | 346.94 | . | PR NOBODY | NOBODY 200 | IP | PRO INT | . |  | PRO 0876 | 5414823248375 | A | IP20 | LED Technology | 3000K | 90 | 33 | .
331 61 811 932 W | NB200 - 1 LED 93033 OK W | 346.94 | . | PR NOBODY | NOBODY 200 | IP | PRO INT | . |  | PRO 0876 | 5414823248382 | W | IP20 | LED Technology | 3000K | 90 | 33 | .
331 61 811 933 A | NB200 - 1 LED 93050 OK A | 346.94 | . | PR NOBODY | NOBODY 200 | IP | PRO INT | . |  | PRO 0876 | 5414823248399 | A | IP20 | LED Technology | 3000K | 90 | 50 | .
331 61 811 933 W | NB200 - 1 LED 93050 OK W | 346.94 | . | PR NOBODY | NOBODY 200 | IP | PRO INT | . |  | PRO 0876 | 5414823248405 | W | IP20 | LED Technology | 3000K | 90 | 50 | .
331 61 812 922 A | NB200 - 2 LED 92733 OK A | 559.6 | . | PR NOBODY | NOBODY 200 | IP | PRO INT | . |  | PRO 0876 | 5414823248412 | A | IP20 | LED Technology | 2700K | 90 | 33 | .
331 61 812 922 W | NB200 - 2 LED 92733 OK W | 559.6 | . | PR NOBODY | NOBODY 200 | IP | PRO INT | . |  | PRO 0876 | 5414823248429 | W | IP20 | LED Technology | 2700K | 90 | 33 | .
331 61 812 923 A | NB200 - 2 LED 92750 OK A | 559.6 | . | PR NOBODY | NOBODY 200 | IP | PRO INT | . |  | PRO 0876 | 5414823248436 | A | IP20 | LED Technology | 2700K | 90 | 50 | .
331 61 812 923 W | NB200 - 2 LED 92750 OK W | 559.6 | . | PR NOBODY | NOBODY 200 | IP | PRO INT | . |  | PRO 0876 | 5414823248443 | W | IP20 | LED Technology | 2700K | 90 | 50 | .
331 61 812 932 A | NB200 - 2 LED 93033 OK A | 559.6 | . | PR NOBODY | NOBODY 200 | IP | PRO INT | . |  | PRO 0876 | 5414823248450 | A | IP20 | LED Technology | 3000K | 90 | 33 | .
331 61 812 932 W | NB200 - 2 LED 93033 OK W | 559.6 | . | PR NOBODY | NOBODY 200 | IP | PRO INT | . |  | PRO 0876 | 5414823248467 | W | IP20 | LED Technology | 3000K | 90 | 33 | .
331 61 812 933 A | NB200 - 2 LED 93050 OK A | 559.6 | . | PR NOBODY | NOBODY 200 | IP | PRO INT | . |  | PRO 0876 | 5414823248474 | A | IP20 | LED Technology | 3000K | 90 | 50 | .
331 61 812 933 W | NB200 - 2 LED 93050 OK W | 559.6 | . | PR NOBODY | NOBODY 200 | IP | PRO INT | . |  | PRO 0876 | 5414823248481 | W | IP20 | LED Technology | 3000K | 90 | 50 | .
331 06 05 | NB200 - CORNER 135° | 79.03 | . | PR NOBODY | NOBODY 200 | IP | PRO INT | . |  | PRO 0875 | 5414823104527 | . | . | . | . | . | . | .
331 06 01 | NB200 - CORNER 180° | 61.52 | . | PR NOBODY | NOBODY 200 | IP | PRO INT | . |  | PRO 0875 | 5414823104510 | . | . | . | . | . | . | .
331 06 06 | NB200 - CORNER 90° | 80.78 | . | PR NOBODY | NOBODY 200 | IP | PRO INT | . |  | PRO 0875 | 5414823104534 | . | . | . | . | . | . | .
331 03 01 ALU | NB200 - END CAP ALU | 62.82 | . | PR NOBODY | NOBODY 200 | IP | PRO INT | . |  | PRO 0875 | 5414823104480 | ALU | . | . | . | . | . | .
331 03 01 W | NB200 - END CAP W | 63.6 | . | PR NOBODY | NOBODY 200 | IP | PRO INT | . |  | PRO 0875 | 5414823104497 | W | . | . | . | . | . | .
331 610 42 E | NB200 - LED ARRAY 1 x 30W DOWN | 375.87 | . | PR NOBODY | NOBODY 200 | IP | PRO INT | . |  | PRO 0877 | 5414823167584 | . | IP20 | LED Technology | 3000K | 80 | . | .
331 630 62 E | NB200 - LED ARRAY 1 x 30W DOWN + 1 x 15W UP | 535.57 | . | PR NOBODY | NOBODY 200 | IP | PRO INT | . |  | PRO 0877 | 5414823167645 | . | IP20 | LED Technology | 3000K | 80 | . | .
331 630 62 ED1 | NB200 - LED ARRAY 1 x 30W DOWN + 1 x 15W UP DIM1 | 676.41 | . | PR NOBODY | NOBODY 200 | IP | PRO INT | . |  | PRO 0877 | 5414823248498 | . | IP20 | LED Technology | 3000K | 80 | . | .
331 630 62 ED2 | NB200 - LED ARRAY 1 x 30W DOWN + 1 x 15W UP DIM2 | 618.51 | . | PR NOBODY | NOBODY 200 | IP | PRO INT | . |  | PRO 0877 | 5414823167652 | . | IP20 | LED Technology | 3000K | 80 | . | .
331 610 42 ED1 | NB200 - LED ARRAY 1 x 30W DOWN DIM1 | 458.81 | . | PR NOBODY | NOBODY 200 | IP | PRO INT | . |  | PRO 0877 | 5414823167591 | . | IP20 | LED Technology | 3000K | 80 | . | .
331 610 42 ED2 | NB200 - LED ARRAY 1 x 30W DOWN DIM2 | 469.27 | . | PR NOBODY | NOBODY 200 | IP | PRO INT | . |  | PRO 0877 | 5414823167607 | . | IP20 | LED Technology | 3000K | 80 | . | .
331 620 42 E | NB200 - LED ARRAY 1 x 30W UP | 319.13 | . | PR NOBODY | NOBODY 200 | IP | PRO INT | . |  | PRO 0877 | 5414823167614 | . | IP20 | LED Technology | 3000K | 80 | . | .
331 620 42 ED1 | NB200 - LED ARRAY 1 x 30W UP DIM1 | 402.08 | . | PR NOBODY | NOBODY 200 | IP | PRO INT | . |  | PRO 0877 | 5414823167621 | . | IP20 | LED Technology | 3000K | 80 | . | .
331 620 42 ED2 | NB200 - LED ARRAY 1 x 30W UP DIM2 | 412.53 | . | PR NOBODY | NOBODY 200 | IP | PRO INT | . |  | PRO 0877 | 5414823167638 | . | IP20 | LED Technology | 3000K | 80 | . | .
331 00 00 ANO | NB200 - PROFILE [1m] ANO | 190.91 | . | PR NOBODY | NOBODY 200 | IP | PRO INT | . |  | PRO 0875 | 5414823104459 | ANO | . | . | . | . | . | .
331 00 00 W | NB200 - PROFILE [1m] W | 214.26 | . | PR NOBODY | NOBODY 200 | IP | PRO INT | . |  | PRO 0875 | 5414823104466 | W | . | . | . | . | . | .
404 03 01 B | OAO - END CAP SET [2pcs] B | 147.4 | . | PR ONE AND ONLY | ONE AND ONLY | ILP | PRO INT | . |  | PRO 0863 | 5414823277757 | B | . | . | . | . | . | .
404 03 01 W | OAO - END CAP SET [2pcs] W | 147.4 | . | PR ONE AND ONLY | ONE AND ONLY | ILP | PRO INT | . |  | PRO 0863 | 5414823277771 | W | . | . | . | . | . | .
404 00 00 B | OAO - PROFILE [1m] B | 435.14 | . | PR ONE AND ONLY | ONE AND ONLY | ILP | PRO INT | . |  | PRO 0863 | 5414823277726 | B | . | LED Technology | . | . | . | .
404 00 00 GC | OAO - PROFILE [1m] GC | 535.72 | . | PR ONE AND ONLY | ONE AND ONLY | ILP | PRO INT | . |  | PRO 0863 | 5414823277733 | GC | . | LED Technology | . | . | . | .
404 00 00 W | OAO - PROFILE [1m] W | 435.14 | . | PR ONE AND ONLY | ONE AND ONLY | ILP | PRO INT | . |  | PRO 0863 | 5414823277740 | W | . | LED Technology | . | . | . | .
404 12 93 B-B | ONE-AND-ONLY P12 DOWN-UP 930 B-B | 1342.69 | . | PR ONE AND ONLY | ONE AND ONLY [P] | ICP | PRO INT | . |  | INT 0467 | 5414823277795 | B-B | IP20 | LED Technology | 3000K | 90 | . | .
404 12 93 ED1 B-B | ONE-AND-ONLY P12 DOWN-UP 930 DIM1 B-B | 1438 | . | PR ONE AND ONLY | ONE AND ONLY [P] | ICP | PRO INT | . |  | INT 0467 | 5414823277801 | B-B | IP20 | LED Technology | 3000K | 90 | . | .
404 12 93 ED1 GC-B | ONE-AND-ONLY P12 DOWN-UP 930 DIM1 GC-B | 1552.89 | . | PR ONE AND ONLY | ONE AND ONLY [P] | ICP | PRO INT | . |  | INT 0467 | 5414823277818 | GC-B | IP20 | LED Technology | 3000K | 90 | . | .
404 12 93 ED1 W-W | ONE-AND-ONLY P12 DOWN-UP 930 DIM1 W-W | 1438 | . | PR ONE AND ONLY | ONE AND ONLY [P] | ICP | PRO INT | . |  | INT 0467 | 5414823277825 | W-W | IP20 | LED Technology | 3000K | 90 | . | .
404 12 93 GC-B | ONE-AND-ONLY P12 DOWN-UP 930 GC-B | 1438.64 | . | PR ONE AND ONLY | ONE AND ONLY [P] | ICP | PRO INT | . |  | INT 0467 | 5414823277832 | GC-B | IP20 | LED Technology | 3000K | 90 | . | .
404 12 93 W-W | ONE-AND-ONLY P12 DOWN-UP 930 W-W | 1342.69 | . | PR ONE AND ONLY | ONE AND ONLY [P] | ICP | PRO INT | . |  | INT 0467 | 5414823277849 | W-W | IP20 | LED Technology | 3000K | 90 | . | .
404 20 93 B-B | ONE-AND-ONLY P20 DOWN-UP 930 B-B | 2225.23 | . | PR ONE AND ONLY | ONE AND ONLY [P] | ICP | PRO INT | . |  | INT 0467 | 5414823277856 | B-B | IP20 | LED Technology | 3000K | 90 | . | .
404 20 93 ED1 B-B | ONE-AND-ONLY P20 DOWN-UP 930 DIM1 B-B | 2385.69 | . | PR ONE AND ONLY | ONE AND ONLY [P] | ICP | PRO INT | . |  | INT 0467 | 5414823277863 | B-B | IP20 | LED Technology | 3000K | 90 | . | .
404 20 93 ED1 GC-B | ONE-AND-ONLY P20 DOWN-UP 930 DIM1 GC-B | 2704.65 | . | PR ONE AND ONLY | ONE AND ONLY [P] | ICP | PRO INT | . |  | INT 0467 | 5414823277870 | GC-B | IP20 | LED Technology | 3000K | 90 | . | .
404 20 93 ED1 W-W | ONE-AND-ONLY P20 DOWN-UP 930 DIM1 W-W | 2385.69 | . | PR ONE AND ONLY | ONE AND ONLY [P] | ICP | PRO INT | . |  | INT 0467 | 5414823277887 | W-W | IP20 | LED Technology | 3000K | 90 | . | .
404 20 93 ED5 B-B | ONE-AND-ONLY P20 DOWN-UP 930 DIM5 B-B | 2385.69 | . | PR ONE AND ONLY | ONE AND ONLY [P] | ICP | PRO INT | . |  | INT 0467 | 5414823277894 | B-B | IP20 | LED Technology | 3000K | 90 | . | .
404 20 93 ED5 GC-B | ONE-AND-ONLY P20 DOWN-UP 930 DIM5 GC-B | 2616.54 | . | PR ONE AND ONLY | ONE AND ONLY [P] | ICP | PRO INT | . |  | INT 0467 | 5414823277900 | GC-B | IP20 | LED Technology | 3000K | 90 | . | .
404 20 93 ED5 W-W | ONE-AND-ONLY P20 DOWN-UP 930 DIM5 W-W | 2581.3 | . | PR ONE AND ONLY | ONE AND ONLY [P] | ICP | PRO INT | . |  | INT 0467 | 5414823277917 | W-W | IP20 | LED Technology | 3000K | 90 | . | .
404 20 93 GC-B | ONE-AND-ONLY P20 DOWN-UP 930 GC-B | 2455.38 | . | PR ONE AND ONLY | ONE AND ONLY [P] | ICP | PRO INT | . |  | INT 0467 | 5414823277924 | GC-B | IP20 | LED Technology | 3000K | 90 | . | .
404 20 93 W-W | ONE-AND-ONLY P20 DOWN-UP 930 W-W | 2225.23 | . | PR ONE AND ONLY | ONE AND ONLY [P] | ICP | PRO INT | . |  | INT 0467 | 5414823277931 | W-W | IP20 | LED Technology | 3000K | 90 | . | .
333 06 01 | RV - CORNER 180° | 52.34 | . | PR RENDEZ VOUS | RENDEZ VOUS | ILP | PRO INT | . |  | PRO 0749 | 5414823104930 | . | . | . | . | . | . | .
333 06 16 | RV - CORNER 90° EXT | 85.29 | . | PR RENDEZ VOUS | RENDEZ VOUS | ILP | PRO INT | . |  | PRO 0749 | 5414823104961 | . | . | . | . | . | . | .
333 06 06 | RV - CORNER 90° INT | 89.9 | . | PR RENDEZ VOUS | RENDEZ VOUS | ILP | PRO INT | . |  | PRO 0749 | 5414823104947 | . | . | . | . | . | . | .
333 00 00 ANO | RV - PROFILE [1m] ANO | 87.96 | . | PR RENDEZ VOUS | RENDEZ VOUS | ILP | PRO INT | . |  | PRO 0749 | 5414823104923 | ANO | . | LED Technology | . | . | . | .
333 06 10 | RV - WALL FIXATION | 21.72 | . | PR RENDEZ VOUS | RENDEZ VOUS | ILP | PRO INT | . |  | PRO 0749 | 5414823104954 | . | . | . | . | . | . | .
398 02 03 01 A | SHL 18 - END CAP SET [2pcs] A | 16.97 | . | PR SHELFLINE | SHELFLINE 18 | ILP | PRO INT | . |  | PRO 0881 | 5414823219436 | A | . | . | . | . | . | .
398 02 06 45 | SHL 18 - MOUNTING CLIP 45° SET [10pcs] | 17.15 | . | PR SHELFLINE | SHELFLINE 18 | ILP | PRO INT | . |  | PRO 0881 | 5414823219504 | . | . | . | . | . | . | .
398 02 06 11 | SHL 18 - MOUNTING CLIP SET [10pcs] | 22.8 | . | PR SHELFLINE | SHELFLINE 18 | ILP | PRO INT | . |  | PRO 0881 | 5414823219481 | . | . | . | . | . | . | .
398 02 00 ANO | SHL 18 - PROFILE 3m ANO | 147.83 | . | PR SHELFLINE | SHELFLINE 18 | ILP | PRO INT | . |  | PRO 0881 | 5414823219115 | ANO | . | . | . | . | . | .
398 03 03 01 A | SHL 19 - END CAP SET [2pcs] A | 34.93 | . | PR SHELFLINE | SHELFLINE 19 | ILP | PRO INT | . |  | INT 0597, PRO 0881 | 5414823219511 | A | . | . | . | . | . | .
398 03 06 45 | SHL 19 - MOUNTING CLIP 45° SET [10pcs] | 17.38 | . | PR SHELFLINE | SHELFLINE 19 | ILP | PRO INT | . |  | PRO 0881 | 5414823218859 | . | . | . | . | . | . | .
398 03 06 11 | SHL 19 - MOUNTING CLIP SET [10pcs] | 15.29 | . | PR SHELFLINE | SHELFLINE 19 | ILP | PRO INT | . |  | PRO 0881 | 5414823218866 | . | . | . | . | . | . | .
398 03 05 CL | SHL 19 - PC CLEAR 3m | 83.57 | . | PR SHELFLINE | SHELFLINE 19 | ILP | PRO INT | . |  | INT 0597, PRO 0881 | 5414823220944 | . | . | . | . | . | . | .
398 03 05 SBL | SHL 19 - PC SBL 3m | 85.84 | . | PR SHELFLINE | SHELFLINE 19 | ILP | PRO INT | . |  | INT 0597, PRO 0881 | 5414823223884 | . | . | . | . | . | . | .
398 03 00 ANO | SHL 19 - PROFILE 3m ANO | 88.6 | . | PR SHELFLINE | SHELFLINE 19 | ILP | PRO INT | . |  | INT 0597, PRO 0881 | 5414823220937 | ANO | . | . | . | . | . | .
398 01 03 01 A | SHL 20 ST - END CAP SET [2pcs] A | 15.88 | . | PR SHELFLINE | SHELFLINE 20 | ILP | PRO INT | . |  | PRO 0881 | 5414823218842 | A | . | . | . | . | . | .
398 01 00 ANO | SHL 20 ST - PROFILE 3m ANO | 142.7 | . | PR SHELFLINE | SHELFLINE 20 | ILP | PRO INT | . |  | PRO 0881 | 5414823220982 | ANO | . | . | . | . | . | .
379 06 01 | SPT ON - CORNER 180° | 72.45 | . | PR SPLIT-IT | SPLIT-IT ON | ILP | PRO INT | . |  | PRO 0703 | 5414823256172 | . | . | . | . | . | . | .
379 12 00 B | SPT ON - DIRECT FIXATION B | 196.43 | . | PR SPLIT-IT | SPLIT-IT ON | ILP | PRO INT | . |  | PRO 0703 | 5414823220319 | B | . | . | . | . | . | .
379 03 01 ANO | SPT ON - END CAP ANO | 36.14 | . | PR SPLIT-IT | SPLIT-IT ON | ILP | PRO INT | . |  | PRO 0703 | . | ANO | . | . | . | . | . | .
379 03 01 B | SPT ON - END CAP B | 36.14 | . | PR SPLIT-IT | SPLIT-IT ON | ILP | PRO INT | . |  | PRO 0703 | 5414823291814 | B | . | . | . | . | . | .
379 03 01 W | SPT ON - END CAP W | 36.14 | . | PR SPLIT-IT | SPLIT-IT ON | ILP | PRO INT | . |  | PRO 0703 | 5414823220807 | W | . | . | . | . | . | .
379 00 00 ANO | SPT ON - PROFILE [1m] ANO | 320.82 | . | PR SPLIT-IT | SPLIT-IT ON | ILP | PRO INT | . |  | PRO 0703 | . | ANO | . | . | . | . | . | .
379 00 00 B | SPT ON - PROFILE [1m] B | 336.69 | . | PR SPLIT-IT | SPLIT-IT ON | ILP | PRO INT | . |  | PRO 0703 | 5414823235023 | B | . | . | . | . | . | .
379 00 00 W | SPT ON - PROFILE [1m] W | 336.69 | . | PR SPLIT-IT | SPLIT-IT ON | ILP | PRO INT | . |  | PRO 0703 | . | W | . | . | . | . | . | .
379 61 822 B | SPT ON DOWN - 1 LED 82720 B | 277.79 | . | PR SPLIT-IT | SPLIT-IT ON | ILP | PRO INT | . |  | PRO 0704 | . | B | IP20 | LED Technology | 2700K | 80 | 20 | .
379 61 832 B | SPT ON DOWN - 1 LED 83020 B | 277.79 | . | PR SPLIT-IT | SPLIT-IT ON | ILP | PRO INT | . |  | PRO 0704 | . | B | IP20 | LED Technology | 3000K | 80 | 20 | .
416 99 01 | THROUGH WIRING 48V-DC SPLIT-IT ON | 39.67 | . | PR SPLIT-IT | SPLIT-IT ON | ILP | PRO INT | . |  | PRO 0703 | 5414823253010 | . | . | . | . | . | . | .
372 01 06 05 | SPT PRO - CORNER 135° | 51.78 | . | PR SPLIT-IT | SPLIT-IT PRO | ILP | PRO INT | . |  | PRO 0701 | . | . | . | . | . | . | . | .
372 01 06 11 | SPT PRO - CORNER 180° | 41.43 | . | PR SPLIT-IT | SPLIT-IT PRO | ILP | PRO INT | . |  | PRO 0701 | 5414823217715 | . | . | . | . | . | . | .
372 01 06 16 B | SPT PRO - CORNER SET 90° EXT B | 103.98 | . | PR SPLIT-IT | SPLIT-IT PRO | ILP | PRO INT | . |  | PRO 0701 | 5414823217746 | B | . | . | . | . | . | .
372 01 06 16 W | SPT PRO - CORNER SET 90° EXT W | 103.98 | . | PR SPLIT-IT | SPLIT-IT PRO | ILP | PRO INT | . |  | PRO 0701 | 5414823219993 | W | . | . | . | . | . | .
372 01 06 06 B | SPT PRO - CORNER SET 90° INT B | 103.98 | . | PR SPLIT-IT | SPLIT-IT PRO | ILP | PRO INT | . |  | PRO 0701 | 5414823217722 | B | . | . | . | . | . | .
372 01 06 06 W | SPT PRO - CORNER SET 90° INT W | 103.98 | . | PR SPLIT-IT | SPLIT-IT PRO | ILP | PRO INT | . |  | PRO 0701 | 5414823219986 | W | . | . | . | . | . | .
300 94 017 83 | SPT PRO - LED LINE 1 830 | 47.16 | . | PR SPLIT-IT | SPLIT-IT PRO | ILP | PRO INT | . |  | PRO 0704 | 5414823219573 | . | IP50 | LED Technology | 3000K | 80 | . | .
300 94 100 83 | SPT PRO - LED LINE 10 830 | 157.05 | . | PR SPLIT-IT | SPLIT-IT PRO | ILP | PRO INT | . |  | PRO 0704 | 5414823219597 | . | IP50 | LED Technology | 3000K | 80 | . | .
300 94 050 83 | SPT PRO - LED LINE 5 830 | 88.53 | . | PR SPLIT-IT | SPLIT-IT PRO | ILP | PRO INT | . |  | PRO 0704 | 5414823219580 | . | IP50 | LED Technology | 3000K | 80 | . | .
372 01 00 B | SPT PRO - PROFILE [1m] B | 119.34 | . | PR SPLIT-IT | SPLIT-IT PRO | ILP | PRO INT | . |  | PRO 0701 | 5414823258800 | B | . | . | . | . | . | .
372 01 00 W | SPT PRO - PROFILE [1m] W | 119.34 | . | PR SPLIT-IT | SPLIT-IT PRO | ILP | PRO INT | . |  | PRO 0701 | 5414823218873 | W | . | . | . | . | . | .
372 01 06 150 B | SPT PRO - SET U 150 B | 163.19 | . | PR SPLIT-IT | SPLIT-IT PRO | ILP | PRO INT | . |  | PRO 0701 | 5414823217739 | B | . | . | . | . | . | .
372 01 06 150 W | SPT PRO - SET U 150 W | 163.19 | . | PR SPLIT-IT | SPLIT-IT PRO | ILP | PRO INT | . |  | PRO 0701 | 5414823263200 | W | . | . | . | . | . | .
372 01 06 090 B | SPT PRO - SET U 90 B | 155.84 | . | PR SPLIT-IT | SPLIT-IT PRO | ILP | PRO INT | . |  | PRO 0701 | 5414823219429 | B | . | . | . | . | . | .
372 01 06 090 W | SPT PRO - SET U 90 W | 155.84 | . | PR SPLIT-IT | SPLIT-IT PRO | ILP | PRO INT | . |  | PRO 0701 | 5414823226618 | W | . | . | . | . | . | .
372 01 06 10 | SPT PRO - WALL FIXATION | 39.65 | . | PR SPLIT-IT | SPLIT-IT PRO | ILP | PRO INT | . |  | PRO 0701 | 5414823226687 | . | . | . | . | . | . | .
300 94 93 04 | SUPPLY CABLE LED LINE | 29.64 | . | PR SPLIT-IT | SPLIT-IT PRO | ILP | PRO INT | . |  | PRO 0704 | 5414823219603 | . | . | . | . | . | . | .
416 99 00 | THROUGH WIRING 48V-DC SPLIT-IT PRO | 37.55 | . | PR SPLIT-IT | SPLIT-IT PRO | ILP | PRO INT | . |  | PRO 0701 | 5414823219467 | . | . | . | . | . | . | .
18429 9210 B | SPLIT-IT SPY 66 LP 92712 B | 396.58 | . | PR SPLIT-IT | SPLIT-IT SPY | ILP | PRO INT | Æ |  | PRO 0705 | 5414823314049 | B | IP20 | LED Technology | 2700K | 90 | 12 | 416 63 811 921 B
18429 9210 W | SPLIT-IT SPY 66 LP 92712 W | 396.58 | . | PR SPLIT-IT | SPLIT-IT SPY | ILP | PRO INT | Æ |  | PRO 0705 | 5414823314056 | W | IP20 | LED Technology | 2700K | 90 | 12 | 416 63 811 921 W
18429 9230 B | SPLIT-IT SPY 66 LP 92733 B | 396.58 | . | PR SPLIT-IT | SPLIT-IT SPY | ILP | PRO INT | Æ |  | PRO 0705 | 5414823314063 | B | IP20 | LED Technology | 2700K | 90 | 33 | 416 63 811 922 B
18429 9230 W | SPLIT-IT SPY 66 LP 92733 W | 396.58 | . | PR SPLIT-IT | SPLIT-IT SPY | ILP | PRO INT | Æ |  | PRO 0705 | 5414823314070 | W | IP20 | LED Technology | 2700K | 90 | 33 | 416 63 811 922 W
18429 9310 B | SPLIT-IT SPY 66 LP 93012 B | 396.58 | . | PR SPLIT-IT | SPLIT-IT SPY | ILP | PRO INT | Æ |  | PRO 0705 | 5414823314087 | B | IP20 | LED Technology | 3000K | 90 | 12 | 416 63 811 931 B
18429 9310 W | SPLIT-IT SPY 66 LP 93012 W | 396.58 | . | PR SPLIT-IT | SPLIT-IT SPY | ILP | PRO INT | Æ |  | PRO 0705 | 5414823314094 | W | IP20 | LED Technology | 3000K | 90 | 12 | 416 63 811 931 W
18429 9330 B | SPLIT-IT SPY 66 LP 93033 B | 396.58 | . | PR SPLIT-IT | SPLIT-IT SPY | ILP | PRO INT | Æ |  | PRO 0705 | 5414823314100 | B | IP20 | LED Technology | 3000K | 90 | 33 | 416 63 811 932 B
18429 9330 W | SPLIT-IT SPY 66 LP 93033 W | 396.58 | . | PR SPLIT-IT | SPLIT-IT SPY | ILP | PRO INT | Æ |  | PRO 0705 | 5414823314117 | W | IP20 | LED Technology | 3000K | 90 | 33 | 416 63 811 932 W
18430 9210 B | SPLIT-IT SPY 66 MP 92718 B | 408.71 | . | PR SPLIT-IT | SPLIT-IT SPY | ILP | PRO INT | Æ |  | PRO 0705 | 5414823314124 | B | IP20 | LED Technology | 2700K | 90 | 18 | 416 90 21 921 B
18430 9210 W | SPLIT-IT SPY 66 MP 92718 W | 408.71 | . | PR SPLIT-IT | SPLIT-IT SPY | ILP | PRO INT | Æ |  | PRO 0705 | 5414823314131 | W | IP20 | LED Technology | 2700K | 90 | 18 | 416 90 21 921 W
18430 9220 B | SPLIT-IT SPY 66 MP 92726 B | 408.71 | . | PR SPLIT-IT | SPLIT-IT SPY | ILP | PRO INT | Æ |  | PRO 0705 | 5414823314148 | B | IP20 | LED Technology | 2700K | 90 | 26 | .
18430 9220 W | SPLIT-IT SPY 66 MP 92726 W | 408.71 | . | PR SPLIT-IT | SPLIT-IT SPY | ILP | PRO INT | Æ |  | PRO 0705 | 5414823314155 | W | IP20 | LED Technology | 2700K | 90 | 26 | .
18430 9230 B | SPLIT-IT SPY 66 MP 92739 B | 408.71 | . | PR SPLIT-IT | SPLIT-IT SPY | ILP | PRO INT | Æ |  | PRO 0705 | 5414823314162 | B | IP20 | LED Technology | 2700K | 90 | 39 | 416 90 21 922 B
18430 9230 W | SPLIT-IT SPY 66 MP 92739 W | 408.71 | . | PR SPLIT-IT | SPLIT-IT SPY | ILP | PRO INT | Æ |  | PRO 0705 | 5414823314179 | W | IP20 | LED Technology | 2700K | 90 | 39 | 416 90 21 922 W
18430 9310 B | SPLIT-IT SPY 66 MP 93018 B | 408.71 | . | PR SPLIT-IT | SPLIT-IT SPY | ILP | PRO INT | Æ |  | PRO 0705 | 5414823314186 | B | IP20 | LED Technology | 3000K | 90 | 18 | 416 90 21 931 B
18430 9310 W | SPLIT-IT SPY 66 MP 93018 W | 408.71 | . | PR SPLIT-IT | SPLIT-IT SPY | ILP | PRO INT | Æ |  | PRO 0705 | 5414823314193 | W | IP20 | LED Technology | 3000K | 90 | 18 | 416 90 21 931 W
18430 9320 B | SPLIT-IT SPY 66 MP 93026 B | 408.71 | . | PR SPLIT-IT | SPLIT-IT SPY | ILP | PRO INT | Æ |  | PRO 0705 | 5414823314209 | B | IP20 | LED Technology | 3000K | 90 | 26 | .
18430 9320 W | SPLIT-IT SPY 66 MP 93026 W | 408.71 | . | PR SPLIT-IT | SPLIT-IT SPY | ILP | PRO INT | Æ |  | PRO 0705 | 5414823314216 | W | IP20 | LED Technology | 3000K | 90 | 26 | .
18430 9330 B | SPLIT-IT SPY 66 MP 93039 B | 408.71 | . | PR SPLIT-IT | SPLIT-IT SPY | ILP | PRO INT | Æ |  | PRO 0705 | 5414823314223 | B | IP20 | LED Technology | 3000K | 90 | 39 | 416 90 21 932 B
18430 9330 W | SPLIT-IT SPY 66 MP 93039 W | 408.71 | . | PR SPLIT-IT | SPLIT-IT SPY | ILP | PRO INT | Æ |  | PRO 0705 | 5414823314230 | W | IP20 | LED Technology | 3000K | 90 | 39 | 416 90 21 932 W
416 371 811 921 B | SPLIT-IT SPY 92718 B | 306.59 | . | PR SPLIT-IT | SPLIT-IT SPY | ILP | PRO INT | . |  | PRO 0704 | 5414823252778 | B | IP20 | LED Technology | 2700K | 90 | 18 | .
416 371 811 921 W | SPLIT-IT SPY 92718 W | 306.59 | . | PR SPLIT-IT | SPLIT-IT SPY | ILP | PRO INT | . |  | PRO 0704 | 5414823252785 | W | IP20 | LED Technology | 2700K | 90 | 18 | .
416 371 811 922 B | SPLIT-IT SPY 92733 B | 306.59 | . | PR SPLIT-IT | SPLIT-IT SPY | ILP | PRO INT | . |  | PRO 0704 | 5414823252792 | B | IP20 | LED Technology | 2700K | 90 | 33 | .
416 371 811 922 W | SPLIT-IT SPY 92733 W | 306.59 | . | PR SPLIT-IT | SPLIT-IT SPY | ILP | PRO INT | . |  | PRO 0704 | 5414823252808 | W | IP20 | LED Technology | 2700K | 90 | 33 | .
416 371 811 931 B | SPLIT-IT SPY 93018 B | 306.59 | . | PR SPLIT-IT | SPLIT-IT SPY | ILP | PRO INT | . |  | PRO 0704 | 5414823252815 | B | IP20 | LED Technology | 3000K | 90 | 18 | .
416 371 811 931 W | SPLIT-IT SPY 93018 W | 306.59 | . | PR SPLIT-IT | SPLIT-IT SPY | ILP | PRO INT | . |  | PRO 0704 | 5414823252822 | W | IP20 | LED Technology | 3000K | 90 | 18 | .
416 371 811 932 B | SPLIT-IT SPY 93033 B | 306.59 | . | PR SPLIT-IT | SPLIT-IT SPY | ILP | PRO INT | . |  | PRO 0704 | 5414823252839 | B | IP20 | LED Technology | 3000K | 90 | 33 | .
416 371 811 932 W | SPLIT-IT SPY 93033 W | 306.59 | . | PR SPLIT-IT | SPLIT-IT SPY | ILP | PRO INT | . |  | PRO 0704 | 5414823252846 | W | IP20 | LED Technology | 3000K | 90 | 33 | .
18428 9200 B | SPLIT-IT SPY FOCUS LP 927 B | 487.57 | . | PR SPLIT-IT | SPLIT-IT SPY | ILP | PRO INT | Æ |  | PRO 0704 | 5414823314001 | B | IP20 | LED Technology | 2700K | 90 | 1144 | 416 375 811 92 B
18428 9200 W | SPLIT-IT SPY FOCUS LP 927 W | 487.57 | . | PR SPLIT-IT | SPLIT-IT SPY | ILP | PRO INT | Æ |  | PRO 0704 | 5414823314018 | W | IP20 | LED Technology | 2700K | 90 | 1144 | 416 375 811 92 W
18428 9300 B | SPLIT-IT SPY FOCUS LP 930 B | 487.57 | . | PR SPLIT-IT | SPLIT-IT SPY | ILP | PRO INT | Æ |  | PRO 0704 | 5414823314025 | B | IP20 | LED Technology | 3000K | 90 | 1144 | 416 375 811 93 B
18428 9300 W | SPLIT-IT SPY FOCUS LP 930 W | 487.57 | . | PR SPLIT-IT | SPLIT-IT SPY | ILP | PRO INT | Æ |  | PRO 0704 | 5414823314032 | W | IP20 | LED Technology | 3000K | 90 | 1144 | 416 375 811 93 W
23359 2120 | SLM - CURRENT SUPPLY SET 2 x 0,75mm² 1,6m MDL | 58.26 | . | PR SPLITLINE | SHIFTLINE | ILP | PRO INT | Æ |  | PRO 0669, 0673, 0677, 0679, 0699 | . | . | . | . | . | . | . | .
23359 2220 | SLM - CURRENT SUPPLY SET 2 x 0,75mm² 1,6m BLACK MDL | 88.07 | . | PR SPLITLINE | SHIFTLINE | ILP | PRO INT | Æ |  | PRO 0669, 0673, 0677, 0679, 0699 | 5414823318429 | . | . | . | . | . | . | .
23359 2140 | SLM - CURRENT SUPPLY SET 4 x 0,75mm² 1,6m DIM5 | 88.85 | . | PR SPLITLINE | SHIFTLINE | ILP | PRO INT | Æ |  | PRO 0669, 0673, 0677, 0679, 0699 | 5414823318405 | . | . | . | . | . | . | .
23359 2340 | SLM - CURRENT SUPPLY SET 4 x 0,75mm² 1,6m MDL UP | 115.18 | . | PR SPLITLINE | SHIFTLINE | ILP | PRO INT | Æ |  | PRO 0679, 0683 | 5414823318450 | . | . | . | . | . | . | .
23359 2240 | SLM - CURRENT SUPPLY SET 4 x 0,75mm² 1,6m BLACK DIM5 | 96.85 | . | PR SPLITLINE | SHIFTLINE | ILP | PRO INT | Æ |  | PRO 0669, 0673, 0677, 0679, 0699 | 5414823318436 | . | . | . | . | . | . | .
23359 2440 | SLM - CURRENT SUPPLY SET 4 x 0,75mm² 1,6m BLACK MDL UP | 152.69 | . | PR SPLITLINE | SHIFTLINE | ILP | PRO INT | Æ |  | PRO 0679, 0683 | 5414823318467 | . | . | . | . | . | . | .
23359 2160 | SLM - CURRENT SUPPLY SET 6 x 0,75mm² 1,6m DIM5 UP | 128.7 | . | PR SPLITLINE | SHIFTLINE | ILP | PRO INT | Æ |  | PRO 0679, 0683 | 5414823318412 | . | . | . | . | . | . | .
23359 2260 | SLM - CURRENT SUPPLY SET 6 x 0,75mm² 1,6m BLACK DIM5 UP | 198.13 | . | PR SPLITLINE | SHIFTLINE | ILP | PRO INT | Æ |  | PRO 0679, 0683 | 5414823318443 | . | . | . | . | . | . | .
23358 1510 B | SLM - ROD SUSPENSION 0,8m + CONNECTION B | 190.97 | . | PR SPLITLINE | SHIFTLINE | ILP | PRO INT | Æ |  | PRO 0669, 0670, 0673, 0677, 0679 | 5414823318269 | B | . | . | . | . | . | .
23358 1510 W | SLM - ROD SUSPENSION 0,8m + CONNECTION W | 190.97 | . | PR SPLITLINE | SHIFTLINE | ILP | PRO INT | Æ |  | PRO 0669, 0670, 0673, 0677, 0679 | 5414823318276 | W | . | . | . | . | . | .
23358 1520 B | SLM - ROD SUSPENSION 0,8m B | 175.99 | . | PR SPLITLINE | SHIFTLINE | ILP | PRO INT | Æ |  | PRO 0669, 0670, 0673, 0677, 0679 | 5414823318283 | B | . | . | . | . | . | .
23358 1520 W | SLM - ROD SUSPENSION 0,8m W | 175.99 | . | PR SPLITLINE | SHIFTLINE | ILP | PRO INT | Æ |  | PRO 0669, 0670, 0673, 0677, 0679 | 5414823318290 | W | . | . | . | . | . | .
23359 0510 | SLM - CABLE SUSPENSION SINGLE 1,6m | 34.95 | . | PR SPLITLINE | SHIFTLINE | ILP | PRO INT | Æ |  | PRO 0669, 0673, 0677, 0679 | . | . | . | . | . | . | . | .
23359 0620 | SLM26H - CORNER 180° | 39.08 | . | PR SPLITLINE | SHIFTLINE M26H | ILP | PRO INT | Æ |  | PRO 0679, 0683 | . | . | . | . | . | . | . | .
23359 0640 B | SLM26H - CORNER SET 90° B | 99.98 | . | PR SPLITLINE | SHIFTLINE M26H | ILP | PRO INT | Æ |  | PRO 0673 | . | B | . | . | . | . | . | .
23359 0640 W | SLM26H - CORNER SET 90° W | 97.91 | . | PR SPLITLINE | SHIFTLINE M26H | ILP | PRO INT | Æ |  | PRO 0673 | . | W | . | . | . | . | . | .
23359 0700 B | SLM26H - CORNER SET R 45° B | 246.29 | . | PR SPLITLINE | SHIFTLINE M26H | ILP | PRO INT | Æ |  | PRO 0673 | 5414823318375 | B | . | . | . | . | . | .
23359 0700 W | SLM26H - CORNER SET R 45° W | 246.29 | . | PR SPLITLINE | SHIFTLINE M26H | ILP | PRO INT | Æ |  | PRO 0673 | 5414823318382 | W | . | . | . | . | . | .
23359 0690 B | SLM26H - CORNER SET R 90° B | 246.11 | . | PR SPLITLINE | SHIFTLINE M26H | ILP | PRO INT | Æ |  | PRO 0673 | 5414823318351 | B | . | . | . | . | . | .
23359 0690 W | SLM26H - CORNER SET R 90° W | 246.11 | . | PR SPLITLINE | SHIFTLINE M26H | ILP | PRO INT | Æ |  | PRO 0673 | 5414823318368 | W | . | . | . | . | . | .
23359 0300 B | SLM26H - END CAP SET [2pcs] B | 48.21 | . | PR SPLITLINE | SHIFTLINE M26H | ILP | PRO INT | Æ |  | PRO 0673 | 5414823309779 | B | . | . | . | . | . | 420 26 03 01 B
23359 0300 W | SLM26H - END CAP SET [2pcs] W | 48.21 | . | PR SPLITLINE | SHIFTLINE M26H | ILP | PRO INT | Æ |  | PRO 0673 | . | W | . | . | . | . | . | .
23359 1410 | SLM26H - FIXATION SET [2pcs] | 25.02 | . | PR SPLITLINE | SHIFTLINE M26H | ILP | PRO INT | Æ |  | PRO 0679, 0683 | 5414823318399 | . | . | . | . | . | . | .
23359 0010 B | SLM26H - PROFILE 1m B | 170.05 | . | PR SPLITLINE | SHIFTLINE M26H | ILP | PRO INT | Æ |  | PRO 0673 | 5414823301605 | B | . | . | . | . | . | 420 26 10 00 B
23359 0010 W | SLM26H - PROFILE 1m W | 168.17 | . | PR SPLITLINE | SHIFTLINE M26H | ILP | PRO INT | Æ |  | PRO 0673 | 5414823301612 | W | . | . | . | . | . | .
23359 0020 B | SLM26H - PROFILE 2m B | 294.39 | . | PR SPLITLINE | SHIFTLINE M26H | ILP | PRO INT | Æ |  | PRO 0673 | 5414823301629 | B | . | . | . | . | . | 420 26 20 00 B
23359 0020 W | SLM26H - PROFILE 2m W | 286.92 | . | PR SPLITLINE | SHIFTLINE M26H | ILP | PRO INT | Æ |  | PRO 0673 | 5414823301636 | W | . | . | . | . | . | .
23359 0030 B | SLM26H - PROFILE 3m B | 425.22 | . | PR SPLITLINE | SHIFTLINE M26H | ILP | PRO INT | Æ |  | PRO 0673 | 5414823301643 | B | . | . | . | . | . | 420 26 30 00 B
23359 0030 W | SLM26H - PROFILE 3m W | 409.81 | . | PR SPLITLINE | SHIFTLINE M26H | ILP | PRO INT | Æ |  | PRO 0673 | 5414823301490 | W | . | . | . | . | . | .
23359 0000 B | SLM26H - PROFILE [1m] B | OnRequest | . | PR SPLITLINE | SHIFTLINE M26H | ILP | PRO INT | Æ |  | PRO 0673 | 5414823301582 | B | . | . | . | . | . | .
23359 0000 W | SLM26H - PROFILE [1m] W | OnRequest | . | PR SPLITLINE | SHIFTLINE M26H | ILP | PRO INT | Æ |  | PRO 0673 | 5414823301599 | W | . | . | . | . | . | .
23358 9810 B | SLM26L - 2P CONNECTOR 48V B | 293.83 | . | PR SPLITLINE | SHIFTLINE M26L | ILP | PRO INT | Æ |  | PRO 0670 | 5414823318313 | B | . | . | . | . | . | .
23358 9810 GC | SLM26L - 2P CONNECTOR 48V GC | 423.1 | . | PR SPLITLINE | SHIFTLINE M26L | ILP | PRO INT | Æ |  | PRO 0670 | 5414823318320 | GC | . | . | . | . | . | .
23358 9820 B | SLM26L - 2P SUPPORT B | 23.11 | . | PR SPLITLINE | SHIFTLINE M26L | ILP | PRO INT | Æ |  | PRO 0670 | 5414823318337 | B | . | . | . | . | . | .
23358 9830 B | SLM26L - CEILING FIXATION B | 17.82 | . | PR SPLITLINE | SHIFTLINE M26L | ILP | PRO INT | Æ |  | PRO 0670 | 5414823318344 | B | . | . | . | . | . | .
23358 0620 | SLM26L - CORNER 180° | 39.08 | . | PR SPLITLINE | SHIFTLINE M26L | ILP | PRO INT | Æ |  | PRO 0669 | . | . | . | . | . | . | . | .
23358 0640 B | SLM26L - CORNER SET 90° B | 99.6 | . | PR SPLITLINE | SHIFTLINE M26L | ILP | PRO INT | Æ |  | PRO 0669 | . | B | . | . | . | . | . | .
23358 0640 W | SLM26L - CORNER SET 90° W | 98.54 | . | PR SPLITLINE | SHIFTLINE M26L | ILP | PRO INT | Æ |  | PRO 0669 | . | W | . | . | . | . | . | .
23358 0300 B | SLM26L - END CAP SET [2pcs] B | 28.39 | . | PR SPLITLINE | SHIFTLINE M26L | ILP | PRO INT | Æ |  | PRO 0669 | . | B | . | . | . | . | . | .
23358 0300 W | SLM26L - END CAP SET [2pcs] W | 28.39 | . | PR SPLITLINE | SHIFTLINE M26L | ILP | PRO INT | Æ |  | PRO 0669 | . | W | . | . | . | . | . | .
23358 1410 | SLM26L - FIXATION SET [2pcs] | 22.55 | . | PR SPLITLINE | SHIFTLINE M26L | ILP | PRO INT | Æ |  | PRO 0669 | . | . | . | . | . | . | . | .
23358 0010 B | SLM26L - PROFILE 1m B | 139.63 | . | PR SPLITLINE | SHIFTLINE M26L | ILP | PRO INT | Æ |  | PRO 0669 | 5414823301520 | B | . | . | . | . | . | .
23358 0010 W | SLM26L - PROFILE 1m W | 135.7 | . | PR SPLITLINE | SHIFTLINE M26L | ILP | PRO INT | Æ |  | PRO 0669 | 5414823301537 | W | . | . | . | . | . | .
23358 0020 B | SLM26L - PROFILE 2m B | 241.23 | . | PR SPLITLINE | SHIFTLINE M26L | ILP | PRO INT | Æ |  | PRO 0669 | 5414823301544 | B | . | . | . | . | . | .
23358 0020 W | SLM26L - PROFILE 2m W | 235.87 | . | PR SPLITLINE | SHIFTLINE M26L | ILP | PRO INT | Æ |  | PRO 0669 | 5414823301551 | W | . | . | . | . | . | .
23358 0030 B | SLM26L - PROFILE 3m B | 343.75 | . | PR SPLITLINE | SHIFTLINE M26L | ILP | PRO INT | Æ |  | PRO 0669 | 5414823301568 | B | . | . | . | . | . | .
23358 0030 W | SLM26L - PROFILE 3m W | 335.89 | . | PR SPLITLINE | SHIFTLINE M26L | ILP | PRO INT | Æ |  | PRO 0669 | 5414823301575 | W | . | . | . | . | . | .
23358 0000 B | SLM26L - PROFILE [1m] B | OnRequest | . | PR SPLITLINE | SHIFTLINE M26L | ILP | PRO INT | Æ |  | PRO 0669 | 5414823301506 | B | . | . | . | . | . | .
23358 0000 W | SLM26L - PROFILE [1m] W | OnRequest | . | PR SPLITLINE | SHIFTLINE M26L | ILP | PRO INT | Æ |  | PRO 0669 | 5414823301513 | W | . | . | . | . | . | .
23358 1540 B | SLM26L - SIDE SUPPLY 48V B | 85.02 | . | PR SPLITLINE | SHIFTLINE M26L | ILP | PRO INT | Æ |  | PRO 0669, 0670 | 5414823318306 | B | . | . | . | . | . | .
23375 0620 | SLM35R - CORNER 180° | 39.02 | . | PR SPLITLINE | SHIFTLINE M35R | ILP | PRO INT | Æ |  | PRO 0677 | 5414823318634 | . | . | . | . | . | . | .
23375 0300 B | SLM35R - END CAP SET [2pcs] B | 32.87 | . | PR SPLITLINE | SHIFTLINE M35R | ILP | PRO INT | Æ |  | PRO 0677 | 5414823318610 | B | . | . | . | . | . | .
23375 0300 W | SLM35R - END CAP SET [2pcs] W | 32.87 | . | PR SPLITLINE | SHIFTLINE M35R | ILP | PRO INT | Æ |  | PRO 0677 | 5414823318627 | W | . | . | . | . | . | .
23375 0010 B | SLM35R - PROFILE 1m B | 167.97 | . | PR SPLITLINE | SHIFTLINE M35R | ILP | PRO INT | Æ |  | PRO 0677 | 5414823318559 | B | . | . | . | . | . | .
23375 0010 W | SLM35R - PROFILE 1m W | 159.28 | . | PR SPLITLINE | SHIFTLINE M35R | ILP | PRO INT | Æ |  | PRO 0677 | 5414823318566 | W | . | . | . | . | . | .
23375 0020 B | SLM35R - PROFILE 2m B | 304.91 | . | PR SPLITLINE | SHIFTLINE M35R | ILP | PRO INT | Æ |  | PRO 0677 | 5414823318573 | B | . | . | . | . | . | .
23375 0020 W | SLM35R - PROFILE 2m W | 292.98 | . | PR SPLITLINE | SHIFTLINE M35R | ILP | PRO INT | Æ |  | PRO 0677 | 5414823318580 | W | . | . | . | . | . | .
23375 0030 B | SLM35R - PROFILE 3m B | 439.77 | . | PR SPLITLINE | SHIFTLINE M35R | ILP | PRO INT | Æ |  | PRO 0677 | 5414823318597 | B | . | . | . | . | . | .
23375 0030 W | SLM35R - PROFILE 3m W | 417.25 | . | PR SPLITLINE | SHIFTLINE M35R | ILP | PRO INT | Æ |  | PRO 0677 | 5414823318603 | W | . | . | . | . | . | .
23375 0000 B | SLM35R - PROFILE [1m] B | OnRequest | . | PR SPLITLINE | SHIFTLINE M35R | ILP | PRO INT | Æ |  | PRO 0677 | 5414823318535 | B | . | . | . | . | . | .
23375 0000 W | SLM35R - PROFILE [1m] W | OnRequest | . | PR SPLITLINE | SHIFTLINE M35R | ILP | PRO INT | Æ |  | PRO 0677 | 5414823318542 | W | . | . | . | . | . | .
23374 0640 B | SLM44 - CORNER SET 90° B | 108.77 | . | PR SPLITLINE | SHIFTLINE M44 | ILP | PRO INT | Æ |  | PRO 0679 | . | B | . | . | . | . | . | .
23374 0640 W | SLM44 - CORNER SET 90° W | 104.7 | . | PR SPLITLINE | SHIFTLINE M44 | ILP | PRO INT | Æ |  | PRO 0679 | . | W | . | . | . | . | . | .
23374 0300 B | SLM44 - END CAP SET [2pcs] B | 54.63 | . | PR SPLITLINE | SHIFTLINE M44 | ILP | PRO INT | Æ |  | PRO 0679 | . | B | . | . | . | . | . | .
23374 0300 W | SLM44 - END CAP SET [2pcs] W | 54.63 | . | PR SPLITLINE | SHIFTLINE M44 | ILP | PRO INT | Æ |  | PRO 0679 | . | W | . | . | . | . | . | .
23374 0020 B | SLM44 - PROFILE 2m B | 487.1 | . | PR SPLITLINE | SHIFTLINE M44 | ILP | PRO INT | Æ |  | PRO 0679 | . | B | . | . | . | . | . | .
23374 0020 W | SLM44 - PROFILE 2m W | 446.15 | . | PR SPLITLINE | SHIFTLINE M44 | ILP | PRO INT | Æ |  | PRO 0679 | . | W | . | . | . | . | . | .
23374 0030 B | SLM44 - PROFILE 3m B | 702.11 | . | PR SPLITLINE | SHIFTLINE M44 | ILP | PRO INT | Æ |  | PRO 0679 | . | B | . | . | . | . | . | .
23374 0030 W | SLM44 - PROFILE 3m W | 638.57 | . | PR SPLITLINE | SHIFTLINE M44 | ILP | PRO INT | Æ |  | PRO 0679 | . | W | . | . | . | . | . | .
23374 0000 B | SLM44 - PROFILE [1m] B | OnRequest | . | PR SPLITLINE | SHIFTLINE M44 | ILP | PRO INT | Æ |  | PRO 0679 | 5414823318511 | B | . | . | . | . | . | .
23374 0000 W | SLM44 - PROFILE [1m] W | OnRequest | . | PR SPLITLINE | SHIFTLINE M44 | ILP | PRO INT | Æ |  | PRO 0679 | 5414823318528 | W | . | . | . | . | . | .
397 15 03 01 B | LDL15 - END CAP SET [2pcs] B | 33.2 | . | PR SPLITLINE | SPLITLINE 16 | ILP | PRO INT | . |  | PRO 0713 | 5414823222566 | B | . | . | . | . | . | .
397 15 00 B | LDL15 - PROFILE [1m] B | 98.72 | . | PR SPLITLINE | SPLITLINE 16 | ILP | PRO INT | . |  | PRO 0713 | . | B | . | . | . | . | . | .
397 16 06 01 | SPL16 - CORNER 180° | 42.8 | . | PR SPLITLINE | SPLITLINE 16 | ILP | PRO INT | . |  | PRO 0713 | 5414823220630 | . | . | . | . | . | . | .
397 16 06 16 B | SPL16 - CORNER SET 90° B | 80.15 | . | PR SPLITLINE | SPLITLINE 16 | ILP | PRO INT | . |  | PRO 0713 | 5414823220838 | B | . | . | . | . | . | .
397 16 06 17 B | SPL16 - CORNER SET V 90° B | 80.15 | . | PR SPLITLINE | SPLITLINE 16 | ILP | PRO INT | . |  | PRO 0713 | 5414823220821 | B | . | . | . | . | . | .
397 16 03 01 B | SPL16 - END CAP SET [2pcs] B | 58.08 | . | PR SPLITLINE | SPLITLINE 16 | ILP | PRO INT | . |  | PRO 0713 | 5414823220647 | B | . | . | . | . | . | .
397 27 811 921 B | SPL16 - MICROSPY 271 92724 B | 235.32 | . | PR SPLITLINE | SPLITLINE 16 | ILP | PRO INT | . |  | PRO 0714 | 5414823249594 | B | IP20 | LED Technology | 2700K | 90 | 24 | .
397 27 811 921 W | SPL16 - MICROSPY 271 92724 W | 235.32 | . | PR SPLITLINE | SPLITLINE 16 | ILP | PRO INT | . |  | PRO 0714 | 5414823249600 | W | IP20 | LED Technology | 2700K | 90 | 24 | .
397 27 811 931 B | SPL16 - MICROSPY 271 93024 B | 235.32 | . | PR SPLITLINE | SPLITLINE 16 | ILP | PRO INT | . |  | PRO 0714 | 5414823249617 | B | IP20 | LED Technology | 3000K | 90 | 24 | .
397 27 811 931 W | SPL16 - MICROSPY 271 93024 W | 235.32 | . | PR SPLITLINE | SPLITLINE 16 | ILP | PRO INT | . |  | PRO 0714 | 5414823249624 | W | IP20 | LED Technology | 3000K | 90 | 24 | .
397 27 812 921 B | SPL16 - MICROSPY 272 92724 B | 423.98 | . | PR SPLITLINE | SPLITLINE 16 | ILP | PRO INT | . |  | PRO 0714 | 5414823249631 | B | IP20 | LED Technology | 2700K | 90 | 24 | .
397 27 812 921 W | SPL16 - MICROSPY 272 92724 W | 423.98 | . | PR SPLITLINE | SPLITLINE 16 | ILP | PRO INT | . |  | PRO 0714 | 5414823249648 | W | IP20 | LED Technology | 2700K | 90 | 24 | .
397 27 812 931 B | SPL16 - MICROSPY 272 93024 B | 423.98 | . | PR SPLITLINE | SPLITLINE 16 | ILP | PRO INT | . |  | PRO 0714 | 5414823236310 | B | IP20 | LED Technology | 3000K | 90 | 24 | .
397 27 812 931 W | SPL16 - MICROSPY 272 93024 W | 423.98 | . | PR SPLITLINE | SPLITLINE 16 | ILP | PRO INT | . |  | PRO 0714 | 5414823249655 | W | IP20 | LED Technology | 3000K | 90 | 24 | .
397 39 811 921 B | SPL16 - MICROSPY 391 92724 B | 252.55 | . | PR SPLITLINE | SPLITLINE 16 | ILP | PRO INT | . |  | PRO 0714 | 5414823249662 | B | IP20 | LED Technology | 2700K | 90 | 24 | .
397 39 811 921 W | SPL16 - MICROSPY 391 92724 W | 252.55 | . | PR SPLITLINE | SPLITLINE 16 | ILP | PRO INT | . |  | PRO 0714 | 5414823249679 | W | IP20 | LED Technology | 2700K | 90 | 24 | .
397 39 811 931 B | SPL16 - MICROSPY 391 93024 B | 252.55 | . | PR SPLITLINE | SPLITLINE 16 | ILP | PRO INT | . |  | PRO 0714 | 5414823249686 | B | IP20 | LED Technology | 3000K | 90 | 24 | .
397 39 811 931 W | SPL16 - MICROSPY 391 93024 W | 252.55 | . | PR SPLITLINE | SPLITLINE 16 | ILP | PRO INT | . |  | PRO 0714 | 5414823249693 | W | IP20 | LED Technology | 3000K | 90 | 24 | .
397 39 812 921 B | SPL16 - MICROSPY 392 92724 B | 456.66 | . | PR SPLITLINE | SPLITLINE 16 | ILP | PRO INT | . |  | PRO 0714 | 5414823249709 | B | IP20 | LED Technology | 2700K | 90 | 24 | .
397 39 812 921 W | SPL16 - MICROSPY 392 92724 W | 456.66 | . | PR SPLITLINE | SPLITLINE 16 | ILP | PRO INT | . |  | PRO 0714 | 5414823249716 | W | IP20 | LED Technology | 2700K | 90 | 24 | .
397 39 812 931 B | SPL16 - MICROSPY 392 93024 B | 456.66 | . | PR SPLITLINE | SPLITLINE 16 | ILP | PRO INT | . |  | PRO 0714 | 5414823249723 | B | IP20 | LED Technology | 3000K | 90 | 24 | .
397 39 812 931 W | SPL16 - MICROSPY 392 93024 W | 456.66 | . | PR SPLITLINE | SPLITLINE 16 | ILP | PRO INT | . |  | PRO 0714 | 5414823236778 | W | IP20 | LED Technology | 3000K | 90 | 24 | .
397 39 813 921 B | SPL16 - MICROSPY 393 92724 B | 651.94 | . | PR SPLITLINE | SPLITLINE 16 | ILP | PRO INT | . |  | PRO 0714 | 5414823249730 | B | IP20 | LED Technology | 2700K | 90 | 24 | .
397 39 813 921 W | SPL16 - MICROSPY 393 92724 W | 651.94 | . | PR SPLITLINE | SPLITLINE 16 | ILP | PRO INT | . |  | PRO 0714 | 5414823249747 | W | IP20 | LED Technology | 2700K | 90 | 24 | .
397 39 813 931 B | SPL16 - MICROSPY 393 93024 B | 651.94 | . | PR SPLITLINE | SPLITLINE 16 | ILP | PRO INT | . |  | PRO 0714 | 5414823249754 | B | IP20 | LED Technology | 3000K | 90 | 24 | .
397 39 813 931 W | SPL16 - MICROSPY 393 93024 W | 651.94 | . | PR SPLITLINE | SPLITLINE 16 | ILP | PRO INT | . |  | PRO 0714 | 5414823249761 | W | IP20 | LED Technology | 3000K | 90 | 24 | .
397 16 00 B | SPL16 - PROFILE [1m] B | 133.13 | . | PR SPLITLINE | SPLITLINE 16 | ILP | PRO INT | . |  | PRO 0713 | 5414823230974 | B | . | . | . | . | . | .
372 29 61 42 B | SPL29 - 4 LED WW B | 289.57 | . | PR SPLITLINE | SPLITLINE 29 | ILP | PRO INT | . |  | PRO 0720 | 5414823134401 | B | IP20 | LED Technology | 3000K | 80 | 40 | .
372 29 14 01 | SPL29 - CLIP | 34.17 | . | PR SPLITLINE | SPLITLINE 29 | ILP | PRO INT | . |  | PRO 0719 | 5414823133787 | . | . | . | . | . | . | .
372 29 06 01 | SPL29 - CORNER 180° | 34.98 | . | PR SPLITLINE | SPLITLINE 29 | ILP | PRO INT | . |  | PRO 0719 | 5414823133763 | . | . | . | . | . | . | .
372 29 06 06 | SPL29 - CORNER 90° | 47.52 | . | PR SPLITLINE | SPLITLINE 29 | ILP | PRO INT | . |  | PRO 0719 | 5414823133770 | . | . | . | . | . | . | .
372 29 03 01 B | SPL29 - END CAP B | 56.29 | . | PR SPLITLINE | SPLITLINE 29 | ILP | PRO INT | . |  | PRO 0719 | 5414823133756 | B | . | . | . | . | . | .
372 29 26 092 B | SPL29 - LED LINE 1 x 14W-90 B | 298.66 | . | PR SPLITLINE | SPLITLINE 29 | ILP | PRO INT | . |  | PRO 0720 | 5414823248511 | B | IP20 | LED Technology | 3000K | 90 | . | .
372 29 26 122 B | SPL29 - LED LINE 1 x 18W-90 B | 355.63 | . | PR SPLITLINE | SPLITLINE 29 | ILP | PRO INT | . |  | PRO 0720 | 5414823248528 | B | IP20 | LED Technology | 3000K | 90 | . | .
372 29 26 152 B | SPL29 - LED LINE 1 x 23W-90 B | 408.94 | . | PR SPLITLINE | SPLITLINE 29 | ILP | PRO INT | . |  | PRO 0720 | 5414823248535 | B | IP20 | LED Technology | 3000K | 90 | . | .
372 29 26 062 B | SPL29 - LED LINE 1 x 9W-90 B | 245.36 | . | PR SPLITLINE | SPLITLINE 29 | ILP | PRO INT | . |  | PRO 0720 | 5414823248504 | B | IP20 | LED Technology | 3000K | 90 | . | .
372 29 24 20 | SPL29 - LED POWER SUPPLY 24V-DC / 20W | 91.78 | . | PR SPLITLINE | SPLITLINE 29 | ILP | PRO INT | . |  | PRO 0720 | 5414823201134 | . | IP20 | . | . | . | . | .
372 29 24 20 ED1 | SPL29 - LED POWER SUPPLY 24V-DC / 20W DIM1 | 112.68 | . | PR SPLITLINE | SPLITLINE 29 | ILP | PRO INT | . |  | PRO 0720 | 5414823201141 | . | IP20 | . | . | . | . | .
372 29 24 60 | SPL29 - LED POWER SUPPLY 24V-DC / 60W | 157.1 | . | PR SPLITLINE | SPLITLINE 29 | ILP | PRO INT | . |  | PRO 0720 | 5414823201158 | . | IP20 | . | . | . | . | .
372 29 24 60 ED1 | SPL29 - LED POWER SUPPLY 24V-DC / 60W DIM1 | 170.17 | . | PR SPLITLINE | SPLITLINE 29 | ILP | PRO INT | . |  | PRO 0720 | 5414823201165 | . | IP20 | . | . | . | . | .
372 29 272 822 B | SPL29 - MIDISPY 82720 B | 387.47 | . | PR SPLITLINE | SPLITLINE 29 | ILP | PRO INT | . |  | PRO 0720 | 5414823206719 | B | IP20 | LED Technology | 2700K | 80 | 20 | .
372 29 272 822 W | SPL29 - MIDISPY 82720 W | 387.47 | . | PR SPLITLINE | SPLITLINE 29 | ILP | PRO INT | . |  | PRO 0720 | 5414823208119 | W | IP20 | LED Technology | 2700K | 80 | 20 | .
372 29 272 832 B | SPL29 - MIDISPY 83020 B | 387.47 | . | PR SPLITLINE | SPLITLINE 29 | ILP | PRO INT | . |  | PRO 0720 | 5414823205897 | B | IP20 | LED Technology | 3000K | 80 | 20 | .
372 29 272 832 W | SPL29 - MIDISPY 83020 W | 387.47 | . | PR SPLITLINE | SPLITLINE 29 | ILP | PRO INT | . |  | PRO 0720 | 5414823204494 | W | IP20 | LED Technology | 3000K | 80 | 20 | .
372 29 271 923 B | SPL29 - MIDISPY 92740 B | 391.19 | . | PR SPLITLINE | SPLITLINE 29 | ILP | PRO INT | . |  | PRO 0720 | 5414823258541 | B | IP20 | LED Technology | 2700K | 90 | 40 | .
372 29 271 923 W | SPL29 - MIDISPY 92740 W | 391.19 | . | PR SPLITLINE | SPLITLINE 29 | ILP | PRO INT | . |  | PRO 0720 | 5414823216046 | W | IP20 | LED Technology | 2700K | 90 | 40 | .
372 29 271 933 B | SPL29 - MIDISPY 93040 B | 391.19 | . | PR SPLITLINE | SPLITLINE 29 | ILP | PRO INT | . |  | PRO 0720 | 5414823226786 | B | IP20 | LED Technology | 3000K | 90 | 40 | .
372 29 271 933 W | SPL29 - MIDISPY 93040 W | 391.19 | . | PR SPLITLINE | SPLITLINE 29 | ILP | PRO INT | . |  | PRO 0720 | 5414823219405 | W | IP20 | LED Technology | 3000K | 90 | 40 | .
372 29 00 B | SPL29 - PROFILE [1m] B | 191.8 | . | PR SPLITLINE | SPLITLINE 29 | ILP | PRO INT | . |  | PRO 0719 | . | B | . | . | . | . | . | .
372 51 1822 | SPL51 - 1 LED 82720 | 268.15 | . | PR SPLITLINE | SPLITLINE 51 | ILP | PRO INT | . |  | PRO 0738 | . | . | IP20 | LED Technology | 2700K | 80 | 20 | .
372 51 1832 | SPL51 - 1 LED 83020 | 268.15 | . | PR SPLITLINE | SPLITLINE 51 | ILP | PRO INT | . |  | PRO 0738 | 5414823260162 | . | IP20 | LED Technology | 3000K | 80 | 20 | .
372 61 811 922 | SPL51 - 1 LED 92733 | 265.78 | . | PR SPLITLINE | SPLITLINE 51 | ILP | PRO INT | . |  | PRO 0738 | 5414823248962 | . | IP20 | LED Technology | 2700K | 90 | 33 | .
372 61 811 923 | SPL51 - 1 LED 92750 | 265.78 | . | PR SPLITLINE | SPLITLINE 51 | ILP | PRO INT | . |  | PRO 0738 | 5414823248979 | . | IP20 | LED Technology | 2700K | 90 | 50 | .
372 61 811 932 | SPL51 - 1 LED 93033 | 265.78 | . | PR SPLITLINE | SPLITLINE 51 | ILP | PRO INT | . |  | PRO 0738 | 5414823248986 | . | IP20 | LED Technology | 3000K | 90 | 33 | .
372 61 811 933 | SPL51 - 1 LED 93050 | 265.78 | . | PR SPLITLINE | SPLITLINE 51 | ILP | PRO INT | . |  | PRO 0738 | 5414823248993 | . | IP20 | LED Technology | 3000K | 90 | 50 | .
372 51 2822 | SPL51 - 2 LED 82720 | 401.05 | . | PR SPLITLINE | SPLITLINE 51 | ILP | PRO INT | . |  | PRO 0738 | 5414823206948 | . | IP20 | LED Technology | 2700K | 80 | 20 | .
372 51 2832 | SPL51 - 2 LED 83020 | 401.05 | . | PR SPLITLINE | SPLITLINE 51 | ILP | PRO INT | . |  | PRO 0738 | 5414823214745 | . | IP20 | LED Technology | 3000K | 80 | 20 | .
372 61 812 922 | SPL51 - 2 LED 92733 | 441.65 | . | PR SPLITLINE | SPLITLINE 51 | ILP | PRO INT | . |  | PRO 0738 | 5414823249006 | . | IP20 | LED Technology | 2700K | 90 | 33 | .
372 61 812 923 | SPL51 - 2 LED 92750 | 441.65 | . | PR SPLITLINE | SPLITLINE 51 | ILP | PRO INT | . |  | PRO 0738 | 5414823249013 | . | IP20 | LED Technology | 2700K | 90 | 50 | .
372 61 812 932 | SPL51 - 2 LED 93033 | 441.65 | . | PR SPLITLINE | SPLITLINE 51 | ILP | PRO INT | . |  | PRO 0738 | 5414823249020 | . | IP20 | LED Technology | 3000K | 90 | 33 | .
372 61 812 933 | SPL51 - 2 LED 93050 | 441.65 | . | PR SPLITLINE | SPLITLINE 51 | ILP | PRO INT | . |  | PRO 0738 | 5414823249037 | . | IP20 | LED Technology | 3000K | 90 | 50 | .
372 61 813 922 | SPL51 - 3 LED 92733 | 547.26 | . | PR SPLITLINE | SPLITLINE 51 | ILP | PRO INT | . |  | PRO 0738 | 5414823249044 | . | IP20 | LED Technology | 2700K | 90 | 33 | .
372 61 813 923 | SPL51 - 3 LED 92750 | 547.26 | . | PR SPLITLINE | SPLITLINE 51 | ILP | PRO INT | . |  | PRO 0738 | 5414823249051 | . | IP20 | LED Technology | 2700K | 90 | 50 | .
372 61 813 932 | SPL51 - 3 LED 93033 | 547.26 | . | PR SPLITLINE | SPLITLINE 51 | ILP | PRO INT | . |  | PRO 0738 | 5414823249068 | . | IP20 | LED Technology | 3000K | 90 | 33 | .
372 61 813 933 | SPL51 - 3 LED 93050 | 547.26 | . | PR SPLITLINE | SPLITLINE 51 | ILP | PRO INT | . |  | PRO 0738 | 5414823249075 | . | IP20 | LED Technology | 3000K | 90 | 50 | .
372 51 06 01 | SPL51 - CORNER 180° | 89 | . | PR SPLITLINE | SPLITLINE 51 | ILP | PRO INT | . |  | PRO 0737 | 5414823116599 | . | . | . | . | . | . | .
372 51 06 06 | SPL51 - CORNER 90° | 127.76 | . | PR SPLITLINE | SPLITLINE 51 | ILP | PRO INT | . |  | PRO 0737 | 5414823111341 | . | . | . | . | . | . | .
372 51 03 01 B | SPL51 - END CAP B | 69.36 | . | PR SPLITLINE | SPLITLINE 51 | ILP | PRO INT | . |  | PRO 0737 | 5414823112461 | B | . | . | . | . | . | .
372 51 272 822 B | SPL51 - MIDISPY 82720 B | 398.17 | . | PR SPLITLINE | SPLITLINE 51 | ILP | PRO INT | . |  | PRO 0739 | . | B | IP20 | LED Technology | 2700K | 80 | 20 | .
372 51 272 822 W | SPL51 - MIDISPY 82720 W | 398.17 | . | PR SPLITLINE | SPLITLINE 51 | ILP | PRO INT | . |  | PRO 0739 | . | W | IP20 | LED Technology | 2700K | 80 | 20 | .
372 51 272 832 B | SPL51 - MIDISPY 83020 B | 398.17 | . | PR SPLITLINE | SPLITLINE 51 | ILP | PRO INT | . |  | PRO 0739 | 5414823206894 | B | IP20 | LED Technology | 3000K | 80 | 20 | .
372 51 272 832 W | SPL51 - MIDISPY 83020 W | 398.17 | . | PR SPLITLINE | SPLITLINE 51 | ILP | PRO INT | . |  | PRO 0739 | 5414823266324 | W | IP20 | LED Technology | 3000K | 80 | 20 | .
372 51 271 923 B | SPL51 - MIDISPY 92740 B | 401.86 | . | PR SPLITLINE | SPLITLINE 51 | ILP | PRO INT | . |  | PRO 0739 | 5414823267659 | B | IP20 | LED Technology | 2700K | 90 | 40 | .
372 51 271 923 W | SPL51 - MIDISPY 92740 W | 401.86 | . | PR SPLITLINE | SPLITLINE 51 | ILP | PRO INT | . |  | PRO 0739 | 5414823218736 | W | IP20 | LED Technology | 2700K | 90 | 40 | .
372 51 271 933 B | SPL51 - MIDISPY 93040 B | 401.86 | . | PR SPLITLINE | SPLITLINE 51 | ILP | PRO INT | . |  | PRO 0739 | 5414823215896 | B | IP20 | LED Technology | 3000K | 90 | 40 | .
372 51 271 933 W | SPL51 - MIDISPY 93040 W | 401.86 | . | PR SPLITLINE | SPLITLINE 51 | ILP | PRO INT | . |  | PRO 0739 | 5414823216756 | W | IP20 | LED Technology | 3000K | 90 | 40 | .
372 51 00 B | SPL51 - PROFILE [1m] B | 320.44 | . | PR SPLITLINE | SPLITLINE 51 | ILP | PRO INT | . |  | PRO 0737 | 5414823112454 | B | . | . | . | . | . | .
372 51 371 811 921 B | SPL51 - SPY 92718 B | 376.43 | . | PR SPLITLINE | SPLITLINE 51 | ILP | PRO INT | . |  | PRO 0739 | 5414823248542 | B | IP20 | LED Technology | 2700K | 90 | 18 | .
372 51 371 811 921 W | SPL51 - SPY 92718 W | 376.43 | . | PR SPLITLINE | SPLITLINE 51 | ILP | PRO INT | . |  | PRO 0739 | 5414823248559 | W | IP20 | LED Technology | 2700K | 90 | 18 | .
372 51 371 811 922 B | SPL51 - SPY 92733 B | 376.43 | . | PR SPLITLINE | SPLITLINE 51 | ILP | PRO INT | . |  | PRO 0739 | 5414823248566 | B | IP20 | LED Technology | 2700K | 90 | 33 | .
372 51 371 811 922 W | SPL51 - SPY 92733 W | 376.43 | . | PR SPLITLINE | SPLITLINE 51 | ILP | PRO INT | . |  | PRO 0739 | 5414823248573 | W | IP20 | LED Technology | 2700K | 90 | 33 | .
372 51 371 811 931 B | SPL51 - SPY 93018 B | 376.43 | . | PR SPLITLINE | SPLITLINE 51 | ILP | PRO INT | . |  | PRO 0739 | 5414823248580 | B | IP20 | LED Technology | 3000K | 90 | 18 | .
372 51 371 811 931 W | SPL51 - SPY 93018 W | 376.43 | . | PR SPLITLINE | SPLITLINE 51 | ILP | PRO INT | . |  | PRO 0739 | 5414823248597 | W | IP20 | LED Technology | 3000K | 90 | 18 | .
372 51 371 811 932 B | SPL51 - SPY 93033 B | 376.43 | . | PR SPLITLINE | SPLITLINE 51 | ILP | PRO INT | . |  | PRO 0739 | 5414823248603 | B | IP20 | LED Technology | 3000K | 90 | 33 | .
372 51 371 811 932 W | SPL51 - SPY 93033 W | 376.43 | . | PR SPLITLINE | SPLITLINE 51 | ILP | PRO INT | . |  | PRO 0739 | 5414823248610 | W | IP20 | LED Technology | 3000K | 90 | 33 | .
372 52 1822 | SPL52 - 1 LED 82720 | 277.76 | . | PR SPLITLINE | SPLITLINE 52 | ILP | PRO INT | . |  | PRO 0728 | 5414823260124 | . | IP20 | LED Technology | 2700K | 80 | 20 | .
372 52 1832 | SPL52 - 1 LED 83020 | 277.76 | . | PR SPLITLINE | SPLITLINE 52 | ILP | PRO INT | . |  | PRO 0728 | 5414823230967 | . | IP20 | LED Technology | 3000K | 80 | 20 | .
372 52 61 811 922 | SPL52 - 1 LED 92733 | 251.96 | . | PR SPLITLINE | SPLITLINE 52 | ILP | PRO INT | . |  | PRO 0728 | 5414823248702 | . | IP20 | LED Technology | 2700K | 90 | 33 | .
372 52 61 811 923 | SPL52 - 1 LED 92750 | 251.96 | . | PR SPLITLINE | SPLITLINE 52 | ILP | PRO INT | . |  | PRO 0728 | 5414823248726 | . | IP20 | LED Technology | 2700K | 90 | 50 | .
372 52 61 811 932 | SPL52 - 1 LED 93033 | 251.96 | . | PR SPLITLINE | SPLITLINE 52 | ILP | PRO INT | . |  | PRO 0728 | 5414823248733 | . | IP20 | LED Technology | 3000K | 90 | 33 | .
372 52 61 811 933 | SPL52 - 1 LED 93050 | 251.96 | . | PR SPLITLINE | SPLITLINE 52 | ILP | PRO INT | . |  | PRO 0728 | 5414823248757 | . | IP20 | LED Technology | 3000K | 90 | 50 | .
372 52 61 811 922 D | SPL52 - 1 LED D 92733 | 296 | . | PR SPLITLINE | SPLITLINE 52 | ILP | PRO INT | . |  | PRO 0729 | 5414823248719 | . | IP20 | LED Technology | 2700K | 90 | 33 | .
372 52 61 811 932 D | SPL52 - 1 LED D 93033 | 296 | . | PR SPLITLINE | SPLITLINE 52 | ILP | PRO INT | . |  | PRO 0729 | 5414823248740 | . | IP20 | LED Technology | 3000K | 90 | 33 | .
372 52 63 811 922 | SPL52 - 1 RB LED 92733 | 273.9 | . | PR SPLITLINE | SPLITLINE 52 | ILP | PRO INT | . |  | PRO 0729 | 5414823248887 | . | IP20 | LED Technology | 2700K | 90 | 33 | .
372 52 63 811 923 | SPL52 - 1 RB LED 92750 | 273.9 | . | PR SPLITLINE | SPLITLINE 52 | ILP | PRO INT | . |  | PRO 0729 | 5414823248894 | . | IP20 | LED Technology | 2700K | 90 | 50 | .
372 52 63 811 932 | SPL52 - 1 RB LED 93033 | 273.9 | . | PR SPLITLINE | SPLITLINE 52 | ILP | PRO INT | . |  | PRO 0729 | 5414823248900 | . | IP20 | LED Technology | 3000K | 90 | 33 | .
372 52 63 811 933 | SPL52 - 1 RB LED 93050 | 273.9 | . | PR SPLITLINE | SPLITLINE 52 | ILP | PRO INT | . |  | PRO 0729 | 5414823248917 | . | IP20 | LED Technology | 3000K | 90 | 50 | .
372 52 2822 | SPL52 - 2 LED 82720 | 424.85 | . | PR SPLITLINE | SPLITLINE 52 | ILP | PRO INT | . |  | PRO 0728 | 5414823261794 | . | IP20 | LED Technology | 2700K | 80 | 20 | .
372 52 2832 | SPL52 - 2 LED 83020 | 424.85 | . | PR SPLITLINE | SPLITLINE 52 | ILP | PRO INT | . |  | PRO 0728 | 5414823206450 | . | IP20 | LED Technology | 3000K | 80 | 20 | .
372 52 61 812 922 | SPL52 - 2 LED 92733 | 389.44 | . | PR SPLITLINE | SPLITLINE 52 | ILP | PRO INT | . |  | PRO 0728 | 5414823248764 | . | IP20 | LED Technology | 2700K | 90 | 33 | .
372 52 61 812 923 | SPL52 - 2 LED 92750 | 389.44 | . | PR SPLITLINE | SPLITLINE 52 | ILP | PRO INT | . |  | PRO 0728 | 5414823248788 | . | IP20 | LED Technology | 2700K | 90 | 50 | .
372 52 61 812 932 | SPL52 - 2 LED 93033 | 389.44 | . | PR SPLITLINE | SPLITLINE 52 | ILP | PRO INT | . |  | PRO 0728 | 5414823248795 | . | IP20 | LED Technology | 3000K | 90 | 33 | .
372 52 61 812 933 | SPL52 - 2 LED 93050 | 389.44 | . | PR SPLITLINE | SPLITLINE 52 | ILP | PRO INT | . |  | PRO 0728 | 5414823248818 | . | IP20 | LED Technology | 3000K | 90 | 50 | .
372 52 61 812 922 D | SPL52 - 2 LED D 92733 | 442.28 | . | PR SPLITLINE | SPLITLINE 52 | ILP | PRO INT | . |  | PRO 0729 | 5414823248771 | . | IP20 | LED Technology | 2700K | 90 | 33 | .
372 52 61 812 932 D | SPL52 - 2 LED D 93033 | 442.28 | . | PR SPLITLINE | SPLITLINE 52 | ILP | PRO INT | . |  | PRO 0729 | 5414823248801 | . | IP20 | LED Technology | 3000K | 90 | 33 | .
372 52 63 812 922 | SPL52 - 2 RB LED 92733 | 401.98 | . | PR SPLITLINE | SPLITLINE 52 | ILP | PRO INT | . |  | PRO 0729 | 5414823248924 | . | IP20 | LED Technology | 2700K | 90 | 33 | .
372 52 63 812 923 | SPL52 - 2 RB LED 92750 | 401.98 | . | PR SPLITLINE | SPLITLINE 52 | ILP | PRO INT | . |  | PRO 0729 | 5414823248931 | . | IP20 | LED Technology | 2700K | 90 | 50 | .
372 52 63 812 932 | SPL52 - 2 RB LED 93033 | 401.98 | . | PR SPLITLINE | SPLITLINE 52 | ILP | PRO INT | . |  | PRO 0729 | 5414823248948 | . | IP20 | LED Technology | 3000K | 90 | 33 | .
372 52 63 812 933 | SPL52 - 2 RB LED 93050 | 401.98 | . | PR SPLITLINE | SPLITLINE 52 | ILP | PRO INT | . |  | PRO 0729 | 5414823248955 | . | IP20 | LED Technology | 3000K | 90 | 50 | .
372 52 61 813 922 | SPL52 - 3 LED 92733 | 537.63 | . | PR SPLITLINE | SPLITLINE 52 | ILP | PRO INT | . |  | PRO 0728 | 5414823248825 | . | IP20 | LED Technology | 2700K | 90 | 33 | .
372 52 61 813 923 | SPL52 - 3 LED 92750 | 537.63 | . | PR SPLITLINE | SPLITLINE 52 | ILP | PRO INT | . |  | PRO 0728 | 5414823248849 | . | IP20 | LED Technology | 2700K | 90 | 50 | .
372 52 61 813 932 | SPL52 - 3 LED 93033 | 537.63 | . | PR SPLITLINE | SPLITLINE 52 | ILP | PRO INT | . |  | PRO 0728 | 5414823248856 | . | IP20 | LED Technology | 3000K | 90 | 33 | .
372 52 61 813 933 | SPL52 - 3 LED 93050 | 537.63 | . | PR SPLITLINE | SPLITLINE 52 | ILP | PRO INT | . |  | PRO 0728 | 5414823248870 | . | IP20 | LED Technology | 3000K | 90 | 50 | .
372 52 61 813 922 D | SPL52 - 3 LED D 92733 | 616.91 | . | PR SPLITLINE | SPLITLINE 52 | ILP | PRO INT | . |  | PRO 0729 | 5414823248832 | . | IP20 | LED Technology | 2700K | 90 | 33 | .
372 52 61 813 932 D | SPL52 - 3 LED D 93033 | 616.91 | . | PR SPLITLINE | SPLITLINE 52 | ILP | PRO INT | . |  | PRO 0729 | 5414823248863 | . | IP20 | LED Technology | 3000K | 90 | 33 | .
372 52 06 01 | SPL52 - CORNER 180° | 41.25 | . | PR SPLITLINE | SPLITLINE 52 | ILP | PRO INT | . |  | PRO 0727 | 5414823133701 | . | . | . | . | . | . | .
372 52 06 06 | SPL52 - CORNER 90° | 53.79 | . | PR SPLITLINE | SPLITLINE 52 | ILP | PRO INT | . |  | PRO 0727 | 5414823136733 | . | . | . | . | . | . | .
372 52 03 01 B | SPL52 - END CAP B | 61.91 | . | PR SPLITLINE | SPLITLINE 52 | ILP | PRO INT | . |  | PRO 0727 | 5414823159176 | B | . | . | . | . | . | .
372 52 272 822 B | SPL52 - MIDISPY 82720 B | 428.85 | . | PR SPLITLINE | SPLITLINE 52 | ILP | PRO INT | . |  | PRO 0730 | 5414823230097 | B | IP20 | LED Technology | 2700K | 80 | 20 | .
372 52 272 822 W | SPL52 - MIDISPY 82720 W | 428.85 | . | PR SPLITLINE | SPLITLINE 52 | ILP | PRO INT | . |  | PRO 0730 | . | W | IP20 | LED Technology | 2700K | 80 | 20 | .
372 52 272 832 B | SPL52 - MIDISPY 83020 B | 428.85 | . | PR SPLITLINE | SPLITLINE 52 | ILP | PRO INT | . |  | PRO 0730 | 5414823258466 | B | IP20 | LED Technology | 3000K | 80 | 20 | .
372 52 272 832 W | SPL52 - MIDISPY 83020 W | 428.85 | . | PR SPLITLINE | SPLITLINE 52 | ILP | PRO INT | . |  | PRO 0730 | 5414823264900 | W | IP20 | LED Technology | 3000K | 80 | 20 | .
372 52 271 923 B | SPL52 - MIDISPY 92740 B | 432.55 | . | PR SPLITLINE | SPLITLINE 52 | ILP | PRO INT | . |  | PRO 0730 | 5414823221149 | B | IP20 | LED Technology | 2700K | 90 | 40 | .
372 52 271 923 W | SPL52 - MIDISPY 92740 W | 432.55 | . | PR SPLITLINE | SPLITLINE 52 | ILP | PRO INT | . |  | PRO 0730 | 5414823324260 | W | IP20 | LED Technology | 2700K | 90 | 40 | .
372 52 271 933 B | SPL52 - MIDISPY 93040 B | 432.55 | . | PR SPLITLINE | SPLITLINE 52 | ILP | PRO INT | . |  | PRO 0730 | 5414823215254 | B | IP20 | LED Technology | 3000K | 90 | 40 | .
372 52 271 933 W | SPL52 - MIDISPY 93040 W | 432.55 | . | PR SPLITLINE | SPLITLINE 52 | ILP | PRO INT | . |  | PRO 0730 | 5414823324277 | W | IP20 | LED Technology | 3000K | 90 | 40 | .
372 52 00 B | SPL52 - PROFILE [1m] B | 345.66 | . | PR SPLITLINE | SPLITLINE 52 | ILP | PRO INT | . |  | PRO 0727 | 5414823140105 | B | . | . | . | . | . | .
372 52 371 811 921 ED8 B | SPL52 - SPY 92718 DIM8 B | 414.1 | . | PR SPLITLINE | SPLITLINE 52 | ILP | PRO INT | . |  | PRO 0730 | 5414823248627 | B | IP20 | LED Technology | 2700K | 90 | 18 | .
372 52 371 811 921 ED8 W | SPL52 - SPY 92718 DIM8 W | 414.1 | . | PR SPLITLINE | SPLITLINE 52 | ILP | PRO INT | . |  | PRO 0730 | 5414823248634 | W | IP20 | LED Technology | 2700K | 90 | 18 | .
372 52 371 811 922 ED8 B | SPL52 - SPY 92733 DIM8 B | 414.1 | . | PR SPLITLINE | SPLITLINE 52 | ILP | PRO INT | . |  | PRO 0730 | 5414823248641 | B | IP20 | LED Technology | 2700K | 90 | 33 | .
372 52 371 811 922 ED8 W | SPL52 - SPY 92733 DIM8 W | 414.1 | . | PR SPLITLINE | SPLITLINE 52 | ILP | PRO INT | . |  | PRO 0730 | 5414823248658 | W | IP20 | LED Technology | 2700K | 90 | 33 | .
372 52 371 811 931 ED8 B | SPL52 - SPY 93018 DIM8 B | 414.1 | . | PR SPLITLINE | SPLITLINE 52 | ILP | PRO INT | . |  | PRO 0730 | 5414823248665 | B | IP20 | LED Technology | 3000K | 90 | 18 | .
372 52 371 811 931 ED8 W | SPL52 - SPY 93018 DIM8 W | 414.1 | . | PR SPLITLINE | SPLITLINE 52 | ILP | PRO INT | . |  | PRO 0730 | 5414823248672 | W | IP20 | LED Technology | 3000K | 90 | 18 | .
372 52 371 811 932 ED8 B | SPL52 - SPY 93033 DIM8 B | 414.1 | . | PR SPLITLINE | SPLITLINE 52 | ILP | PRO INT | . |  | PRO 0730 | 5414823248689 | B | IP20 | LED Technology | 3000K | 90 | 33 | .
372 52 371 811 932 ED8 W | SPL52 - SPY 93033 DIM8 W | 414.1 | . | PR SPLITLINE | SPLITLINE 52 | ILP | PRO INT | . |  | PRO 0730 | 5414823248696 | W | IP20 | LED Technology | 3000K | 90 | 33 | .
372 52 371 21 921 B | SPL52 - SPY HP 92733 B | 455.66 | . | PR SPLITLINE | SPLITLINE 52 | ILP | PRO INT | . |  | PRO 0730 | 5414823261350 | B | IP20 | LED Technology | 2700K | 90 | 33 | .
372 52 371 21 921 W | SPL52 - SPY HP 92733 W | 455.66 | . | PR SPLITLINE | SPLITLINE 52 | ILP | PRO INT | . |  | PRO 0730 | 5414823218798 | W | IP20 | LED Technology | 2700K | 90 | 33 | .
372 52 371 21 931 B | SPL52 - SPY HP 93033 B | 455.66 | . | PR SPLITLINE | SPLITLINE 52 | ILP | PRO INT | . |  | PRO 0730 | 5414823261343 | B | IP20 | LED Technology | 3000K | 90 | 33 | .
372 52 371 21 931 W | SPL52 - SPY HP 93033 W | 455.66 | . | PR SPLITLINE | SPLITLINE 52 | ILP | PRO INT | . |  | PRO 0730 | 5414823221187 | W | IP20 | LED Technology | 3000K | 90 | 33 | .
420 99 02 | SPM - CONNECTOR 48V - 0-180° | 100.85 | . | PR SPLITLINE | SPLITLINE M | ILP | PRO INT | . |  | PRO 0663, 0677, 0667, 0669, 0673, 0677, 0679 | 5414823254017 | . | IP20 | . | . | . | . | .
420 99 01 | SPM - CONNECTOR 48V - 180° | 40.55 | . | PR SPLITLINE | SPLITLINE M | ILP | PRO INT | . |  | PRO 0663, 0677, 0667, 0669, 0673, 0677, 0679 | 5414823254000 | . | IP20 | . | . | . | . | .
23300 9920 | SPM - CONNECTOR 48V - 90° | 97.47 | . | PR SPLITLINE | SPLITLINE M | ILP | PRO INT | Æ |  | PRO 0669, 0673, 0679 | 5414823310904 | . | IP20 | . | . | . | . | .
420 06 01 | SPM - CORNER 180° | 12.31 | . | PR SPLITLINE | SPLITLINE M | ILP | PRO INT | . |  | PRO 0663, 0667 | 5414823253829 | . | . | . | . | . | . | .
420 99 03 | SPM - SUPPLY 48V | 41.94 | . | PR SPLITLINE | SPLITLINE M | ILP | PRO INT | . |  | PRO 0663, 0677, 0667, 0669, 0673, 0677, 0679 | 5414823254024 | . | IP20 | . | . | . | . | .
23267 8225 | M44 - 1 LED 82720 DIM5 | 283.86 | . | PR SPLITLINE | SPLITLINE M 1 LED | ILP | PRO INT | Æ |  | PRO 0685 | 5414823317828 | . | IP20 | LED Technology | 2700K | 80 | 20 | .
23266 8220 | M44 - 1 LED 82720 MDL | 270.78 | . | PR SPLITLINE | SPLITLINE M 1 LED | ILP | PRO INT | Æ |  | PRO 0685 | 5414823317804 | . | IP20 | LED Technology | 2700K | 80 | 20 | .
23267 8325 | M44 - 1 LED 83020 DIM5 | 283.86 | . | PR SPLITLINE | SPLITLINE M 1 LED | ILP | PRO INT | Æ |  | PRO 0685 | 5414823317835 | . | IP20 | LED Technology | 3000K | 80 | 20 | .
23266 8320 | M44 - 1 LED 83020 MDL | 270.78 | . | PR SPLITLINE | SPLITLINE M 1 LED | ILP | PRO INT | Æ |  | PRO 0685 | 5414823317811 | . | IP20 | LED Technology | 3000K | 80 | 20 | .
24414 8225 | M52 - 1 LED 82720 DIM5 | 272.18 | . | PR SPLITLINE | SPLITLINE M 1 LED | ILP | PRO INT | . |  | PRO 0685 | 5414823310607 | . | IP20 | LED Technology | 2700K | 80 | 20 | .
421 218 1822 MDL | M52 - 1 LED 82720 MDL | 259.09 | . | PR SPLITLINE | SPLITLINE M 1 LED | ILP | PRO INT | . |  | PRO 0685 | 5414823254666 | . | IP20 | LED Technology | 2700K | 80 | 20 | .
24414 8325 | M52 - 1 LED 83020 DIM5 | 272.18 | . | PR SPLITLINE | SPLITLINE M 1 LED | ILP | PRO INT | . |  | PRO 0685 | . | . | IP20 | LED Technology | 3000K | 80 | 20 | .
421 218 1832 MDL | M52 - 1 LED 83020 MDL | 259.09 | . | PR SPLITLINE | SPLITLINE M 1 LED | ILP | PRO INT | . |  | PRO 0685 | 5414823254673 | . | IP20 | LED Technology | 3000K | 80 | 20 | .
24415 9225 | M52 - 1 LED D 92733 DIM5 | 336.15 | . | PR SPLITLINE | SPLITLINE M 1 LED | ILP | PRO INT | . |  | PRO 0686 | 5414823310263 | . | IP20 | LED Technology | 2700K | 90 | 33 | .
421 228 811 922 D MDL | M52 - 1 LED D 92733 MDL | 323.07 | . | PR SPLITLINE | SPLITLINE M 1 LED | ILP | PRO INT | . |  | PRO 0686 | 5414823254703 | . | IP20 | LED Technology | 2700K | 90 | 33 | .
24415 9325 | M52 - 1 LED D 93033 DIM5 | 336.15 | . | PR SPLITLINE | SPLITLINE M 1 LED | ILP | PRO INT | . |  | PRO 0686 | . | . | IP20 | LED Technology | 3000K | 90 | 33 | .
421 228 811 932 D MDL | M52 - 1 LED D 93033 MDL | 323.07 | . | PR SPLITLINE | SPLITLINE M 1 LED | ILP | PRO INT | . |  | PRO 0686 | 5414823254710 | . | IP20 | LED Technology | 3000K | 90 | 33 | .
24416 9025 | M52 - 1 LED D 9-SOFT DIM5 | 399.49 | . | PR SPLITLINE | SPLITLINE M 1 LED | ILP | PRO INT | . |  | PRO 0686 | 5414823310942 | . | IP20 | LED Technology | 2700-1800 | 90 | 40 | .
421 228 1902 D MDL | M52 - 1 LED D 9-SOFT MDL | 386.42 | . | PR SPLITLINE | SPLITLINE M 1 LED | ILP | PRO INT | . |  | PRO 0686 | 5414823279973 | . | IP20 | LED Technology | 2700-1800 | 90 | 40 | .
421 218 2822 MDL | M52 - 2 LED 82720 MDL | 392.04 | . | PR SPLITLINE | SPLITLINE M 1 LED | ILP | PRO INT | . |  | PRO 0685 | 5414823254680 | . | IP20 | LED Technology | 2700K | 80 | 20 | .
421 218 2832 MDL | M52 - 2 LED 83020 MDL | 392.04 | . | PR SPLITLINE | SPLITLINE M 1 LED | ILP | PRO INT | . |  | PRO 0685 | 5414823254697 | . | IP20 | LED Technology | 3000K | 80 | 20 | .
421 228 812 922 D MDL | M52 - 2 LED D 92733 MDL | 457.2 | . | PR SPLITLINE | SPLITLINE M 1 LED | ILP | PRO INT | . |  | PRO 0686 | 5414823254727 | . | IP20 | LED Technology | 2700K | 90 | 33 | .
421 228 812 932 D MDL | M52 - 2 LED D 93033 MDL | 457.2 | . | PR SPLITLINE | SPLITLINE M 1 LED | ILP | PRO INT | . |  | PRO 0686 | 5414823254734 | . | IP20 | LED Technology | 3000K | 90 | 33 | .
421 248 2822 MDL | M52 - 2 LED OK 82720 MDL | 482.99 | . | PR SPLITLINE | SPLITLINE M 1 LED | ILP | PRO INT | . |  | PRO 0685 | 5414823254741 | . | IP20 | LED Technology | 2700K | 80 | 20 | .
421 248 2832 MDL | M52 - 2 LED OK 83020 MDL | 482.99 | . | PR SPLITLINE | SPLITLINE M 1 LED | ILP | PRO INT | . |  | PRO 0685 | 5414823254758 | . | IP20 | LED Technology | 3000K | 80 | 20 | .
23269 8225 | M44 - 2 LED 82720 DIM5 | 401.8 | . | PR SPLITLINE | SPLITLINE M 2 LED | ILP | PRO INT | Æ |  | PRO 0685 | 5414823317866 | . | IP20 | LED Technology | 2700K | 80 | 20 | .
23268 8220 | M44 - 2 LED 82720 MDL | 388.72 | . | PR SPLITLINE | SPLITLINE M 2 LED | ILP | PRO INT | Æ |  | PRO 0685 | 5414823317842 | . | IP20 | LED Technology | 2700K | 80 | 20 | .
23269 8325 | M44 - 2 LED 83020 DIM5 | 401.8 | . | PR SPLITLINE | SPLITLINE M 2 LED | ILP | PRO INT | Æ |  | PRO 0685 | 5414823317873 | . | IP20 | LED Technology | 3000K | 80 | 20 | .
23268 8320 | M44 - 2 LED 83020 MDL | 388.72 | . | PR SPLITLINE | SPLITLINE M 2 LED | ILP | PRO INT | Æ |  | PRO 0685 | 5414823317859 | . | IP20 | LED Technology | 3000K | 80 | 20 | .
24417 8225 | M52 - 2 LED 82720 DIM5 | 405.12 | . | PR SPLITLINE | SPLITLINE M 2 LED | ILP | PRO INT | . |  | PRO 0685 | 5414823310928 | . | IP20 | LED Technology | 2700K | 80 | 20 | .
24417 8325 | M52 - 2 LED 83020 DIM5 | 405.12 | . | PR SPLITLINE | SPLITLINE M 2 LED | ILP | PRO INT | . |  | PRO 0685 | . | . | IP20 | LED Technology | 3000K | 80 | 20 | .
24418 9225 | M52 - 2 LED D 92733 DIM5 | 470.27 | . | PR SPLITLINE | SPLITLINE M 2 LED | ILP | PRO INT | . |  | PRO 0686 | 5414823310911 | . | IP20 | LED Technology | 2700K | 90 | 33 | .
24418 9325 | M52 - 2 LED D 93033 DIM5 | 470.27 | . | PR SPLITLINE | SPLITLINE M 2 LED | ILP | PRO INT | . |  | PRO 0686 | 5414823312380 | . | IP20 | LED Technology | 3000K | 90 | 33 | .
24419 8225 | M52 - 2 LED OK 82720 DIM5 | 496.07 | . | PR SPLITLINE | SPLITLINE M 2 LED | ILP | PRO INT | . |  | PRO 0685 | 5414823310935 | . | IP20 | LED Technology | 2700K | 80 | 20 | .
24419 8325 | M52 - 2 LED OK 83020 DIM5 | 496.07 | . | PR SPLITLINE | SPLITLINE M 2 LED | ILP | PRO INT | . |  | PRO 0685 | 5414823312502 | . | IP20 | LED Technology | 3000K | 80 | 20 | .
23355 9215 B-B | M - DOT.COM M4 92714 DIM5 B-B | 319.57 | . | PR SPLITLINE | SPLITLINE M DOT.COM | ILP | PRO INT | . |  | PRO 0684 | 5414823303623 | B-B | IP20 | LED Technology | 2700K | 90 | 14 | .
23355 9215 B-C | M - DOT.COM M4 92714 DIM5 B-C | 329.71 | . | PR SPLITLINE | SPLITLINE M DOT.COM | ILP | PRO INT | . |  | PRO 0684 | 5414823303630 | B-C | IP20 | LED Technology | 2700K | 90 | 14 | .
23355 9215 B-MMAT | M - DOT.COM M4 92714 DIM5 B-MMAT | 324.64 | . | PR SPLITLINE | SPLITLINE M DOT.COM | ILP | PRO INT | . |  | PRO 0684 | 5414823303647 | B-MMAT | IP20 | LED Technology | 2700K | 90 | 14 | .
424 612 04 921 MDL B-B | M - DOT.COM M4 92714 MDL B-B | 306.5 | . | PR SPLITLINE | SPLITLINE M DOT.COM | ILP | PRO INT | . |  | PRO 0684 | 5414823281846 | B-B | IP20 | LED Technology | 2700K | 90 | 14 | .
424 612 04 921 MDL B-C | M - DOT.COM M4 92714 MDL B-C | 316.63 | . | PR SPLITLINE | SPLITLINE M DOT.COM | ILP | PRO INT | . |  | PRO 0684 | 5414823281853 | B-C | IP20 | LED Technology | 2700K | 90 | 14 | .
424 612 04 921 MDL B-MMAT | M - DOT.COM M4 92714 MDL B-MMAT | 311.57 | . | PR SPLITLINE | SPLITLINE M DOT.COM | ILP | PRO INT | . |  | PRO 0684 | 5414823281860 | B-MMAT | IP20 | LED Technology | 2700K | 90 | 14 | .
23355 9225 B-B | M - DOT.COM M4 92732 DIM5 B-B | 319.57 | . | PR SPLITLINE | SPLITLINE M DOT.COM | ILP | PRO INT | . |  | PRO 0684 | 5414823303654 | B-B | IP20 | LED Technology | 2700K | 90 | 32 | .
23355 9225 B-C | M - DOT.COM M4 92732 DIM5 B-C | 329.71 | . | PR SPLITLINE | SPLITLINE M DOT.COM | ILP | PRO INT | . |  | PRO 0684 | 5414823303661 | B-C | IP20 | LED Technology | 2700K | 90 | 32 | .
23355 9225 B-MMAT | M - DOT.COM M4 92732 DIM5 B-MMAT | 324.64 | . | PR SPLITLINE | SPLITLINE M DOT.COM | ILP | PRO INT | . |  | PRO 0684 | 5414823303678 | B-MMAT | IP20 | LED Technology | 2700K | 90 | 32 | .
424 612 04 922 MDL B-B | M - DOT.COM M4 92732 MDL B-B | 306.5 | . | PR SPLITLINE | SPLITLINE M DOT.COM | ILP | PRO INT | . |  | PRO 0684 | 5414823281877 | B-B | IP20 | LED Technology | 2700K | 90 | 32 | .
424 612 04 922 MDL B-C | M - DOT.COM M4 92732 MDL B-C | 316.63 | . | PR SPLITLINE | SPLITLINE M DOT.COM | ILP | PRO INT | . |  | PRO 0684 | 5414823281884 | B-C | IP20 | LED Technology | 2700K | 90 | 32 | .
424 612 04 922 MDL B-MMAT | M - DOT.COM M4 92732 MDL B-MMAT | 311.57 | . | PR SPLITLINE | SPLITLINE M DOT.COM | ILP | PRO INT | . |  | PRO 0684 | 5414823281891 | B-MMAT | IP20 | LED Technology | 2700K | 90 | 32 | .
23355 9235 B-B | M - DOT.COM M4 92751 DIM5 B-B | 319.57 | . | PR SPLITLINE | SPLITLINE M DOT.COM | ILP | PRO INT | . |  | PRO 0684 | 5414823303685 | B-B | IP20 | LED Technology | 2700K | 90 | 49 | .
23355 9235 B-C | M - DOT.COM M4 92751 DIM5 B-C | 329.71 | . | PR SPLITLINE | SPLITLINE M DOT.COM | ILP | PRO INT | . |  | PRO 0684 | 5414823303692 | B-C | IP20 | LED Technology | 2700K | 90 | 49 | .
23355 9235 B-MMAT | M - DOT.COM M4 92751 DIM5 B-MMAT | 324.64 | . | PR SPLITLINE | SPLITLINE M DOT.COM | ILP | PRO INT | . |  | PRO 0684 | 5414823303708 | B-MMAT | IP20 | LED Technology | 2700K | 90 | 49 | .
424 612 04 923 MDL B-B | M - DOT.COM M4 92751 MDL B-B | 306.5 | . | PR SPLITLINE | SPLITLINE M DOT.COM | ILP | PRO INT | . |  | PRO 0684 | 5414823281907 | B-B | IP20 | LED Technology | 2700K | 90 | 49 | .
424 612 04 923 MDL B-C | M - DOT.COM M4 92751 MDL B-C | 316.63 | . | PR SPLITLINE | SPLITLINE M DOT.COM | ILP | PRO INT | . |  | PRO 0684 | 5414823281914 | B-C | IP20 | LED Technology | 2700K | 90 | 49 | .
424 612 04 923 MDL B-MMAT | M - DOT.COM M4 92751 MDL B-MMAT | 311.57 | . | PR SPLITLINE | SPLITLINE M DOT.COM | ILP | PRO INT | . |  | PRO 0684 | 5414823281921 | B-MMAT | IP20 | LED Technology | 2700K | 90 | 49 | .
23355 9315 B-B | M - DOT.COM M4 93014 DIM5 B-B | 319.57 | . | PR SPLITLINE | SPLITLINE M DOT.COM | ILP | PRO INT | . |  | PRO 0684 | 5414823303715 | B-B | IP20 | LED Technology | 3000K | 90 | 14 | .
23355 9315 B-C | M - DOT.COM M4 93014 DIM5 B-C | 329.71 | . | PR SPLITLINE | SPLITLINE M DOT.COM | ILP | PRO INT | . |  | PRO 0684 | 5414823303722 | B-C | IP20 | LED Technology | 3000K | 90 | 14 | .
23355 9315 B-MMAT | M - DOT.COM M4 93014 DIM5 B-MMAT | 324.64 | . | PR SPLITLINE | SPLITLINE M DOT.COM | ILP | PRO INT | . |  | PRO 0684 | 5414823303739 | B-MMAT | IP20 | LED Technology | 3000K | 90 | 14 | .
424 612 04 931 MDL B-B | M - DOT.COM M4 93014 MDL B-B | 306.5 | . | PR SPLITLINE | SPLITLINE M DOT.COM | ILP | PRO INT | . |  | PRO 0684 | 5414823281938 | B-B | IP20 | LED Technology | 3000K | 90 | 14 | .
424 612 04 931 MDL B-C | M - DOT.COM M4 93014 MDL B-C | 316.63 | . | PR SPLITLINE | SPLITLINE M DOT.COM | ILP | PRO INT | . |  | PRO 0684 | 5414823281945 | B-C | IP20 | LED Technology | 3000K | 90 | 14 | .
424 612 04 931 MDL B-MMAT | M - DOT.COM M4 93014 MDL B-MMAT | 311.57 | . | PR SPLITLINE | SPLITLINE M DOT.COM | ILP | PRO INT | . |  | PRO 0684 | 5414823281952 | B-MMAT | IP20 | LED Technology | 3000K | 90 | 14 | .
23355 9325 B-B | M - DOT.COM M4 93032 DIM5 B-B | 319.57 | . | PR SPLITLINE | SPLITLINE M DOT.COM | ILP | PRO INT | . |  | PRO 0684 | 5414823303746 | B-B | IP20 | LED Technology | 3000K | 90 | 32 | .
23355 9325 B-C | M - DOT.COM M4 93032 DIM5 B-C | 329.71 | . | PR SPLITLINE | SPLITLINE M DOT.COM | ILP | PRO INT | . |  | PRO 0684 | 5414823303753 | B-C | IP20 | LED Technology | 3000K | 90 | 32 | .
23355 9325 B-MMAT | M - DOT.COM M4 93032 DIM5 B-MMAT | 324.64 | . | PR SPLITLINE | SPLITLINE M DOT.COM | ILP | PRO INT | . |  | PRO 0684 | 5414823303760 | B-MMAT | IP20 | LED Technology | 3000K | 90 | 32 | .
424 612 04 932 MDL B-B | M - DOT.COM M4 93032 MDL B-B | 306.5 | . | PR SPLITLINE | SPLITLINE M DOT.COM | ILP | PRO INT | . |  | PRO 0684 | 5414823281969 | B-B | IP20 | LED Technology | 3000K | 90 | 32 | .
424 612 04 932 MDL B-C | M - DOT.COM M4 93032 MDL B-C | 316.63 | . | PR SPLITLINE | SPLITLINE M DOT.COM | ILP | PRO INT | . |  | PRO 0684 | 5414823281976 | B-C | IP20 | LED Technology | 3000K | 90 | 32 | .
424 612 04 932 MDL B-MMAT | M - DOT.COM M4 93032 MDL B-MMAT | 311.57 | . | PR SPLITLINE | SPLITLINE M DOT.COM | ILP | PRO INT | . |  | PRO 0684 | 5414823281983 | B-MMAT | IP20 | LED Technology | 3000K | 90 | 32 | .
23355 9335 B-B | M - DOT.COM M4 93051 DIM5 B-B | 319.57 | . | PR SPLITLINE | SPLITLINE M DOT.COM | ILP | PRO INT | . |  | PRO 0684 | 5414823303777 | B-B | IP20 | LED Technology | 3000K | 90 | 49 | .
23355 9335 B-C | M - DOT.COM M4 93051 DIM5 B-C | 329.71 | . | PR SPLITLINE | SPLITLINE M DOT.COM | ILP | PRO INT | . |  | PRO 0684 | 5414823303784 | B-C | IP20 | LED Technology | 3000K | 90 | 49 | .
23355 9335 B-MMAT | M - DOT.COM M4 93051 DIM5 B-MMAT | 324.64 | . | PR SPLITLINE | SPLITLINE M DOT.COM | ILP | PRO INT | . |  | PRO 0684 | 5414823303791 | B-MMAT | IP20 | LED Technology | 3000K | 90 | 49 | .
424 612 04 933 MDL B-B | M - DOT.COM M4 93051 MDL B-B | 306.5 | . | PR SPLITLINE | SPLITLINE M DOT.COM | ILP | PRO INT | . |  | PRO 0684 | 5414823281990 | B-B | IP20 | LED Technology | 3000K | 90 | 49 | .
424 612 04 933 MDL B-C | M - DOT.COM M4 93051 MDL B-C | 316.63 | . | PR SPLITLINE | SPLITLINE M DOT.COM | ILP | PRO INT | . |  | PRO 0684 | 5414823282003 | B-C | IP20 | LED Technology | 3000K | 90 | 49 | .
424 612 04 933 MDL B-MMAT | M - DOT.COM M4 93051 MDL B-MMAT | 311.57 | . | PR SPLITLINE | SPLITLINE M DOT.COM | ILP | PRO INT | . |  | PRO 0684 | 5414823282010 | B-MMAT | IP20 | LED Technology | 3000K | 90 | 49 | .
23367 9205 B | M - DOT.COM WALLWASH 02 927 HO DIM5 B | 326.51 | . | PR SPLITLINE | SPLITLINE M DOT.COM | ILP | PRO INT | . |  | PRO 0682 | 5414823303920 | B | IP20 | LED Technology | 2700K | 90 | . | .
424 642 02 92 MDL B | M - DOT.COM WALLWASH 02 927 HO MDL B | 313.44 | . | PR SPLITLINE | SPLITLINE M DOT.COM | ILP | PRO INT | . |  | PRO 0682 | 5414823282027 | B | IP20 | LED Technology | 2700K | 90 | . | .
23367 9305 B | M - DOT.COM WALLWASH 02 930 HO DIM5 B | 326.51 | . | PR SPLITLINE | SPLITLINE M DOT.COM | ILP | PRO INT | . |  | PRO 0682 | 5414823303937 | B | IP20 | LED Technology | 3000K | 90 | . | .
424 642 02 93 MDL B | M - DOT.COM WALLWASH 02 930 HO MDL B | 313.44 | . | PR SPLITLINE | SPLITLINE M DOT.COM | ILP | PRO INT | . |  | PRO 0682 | 5414823282034 | B | IP20 | LED Technology | 3000K | 90 | . | .
23368 9205 B | M - DOT.COM WALLWASH 06 927 DIM5 B | 400.74 | . | PR SPLITLINE | SPLITLINE M DOT.COM | ILP | PRO INT | . |  | PRO 0682 | 5414823303944 | B | IP20 | LED Technology | 2700K | 90 | . | .
424 642 06 92 MDL B | M - DOT.COM WALLWASH 06 927 MDL B | 387.67 | . | PR SPLITLINE | SPLITLINE M DOT.COM | ILP | PRO INT | . |  | PRO 0682 | 5414823282041 | B | IP20 | LED Technology | 2700K | 90 | . | .
23368 9305 B | M - DOT.COM WALLWASH 06 930 DIM5 B | 400.74 | . | PR SPLITLINE | SPLITLINE M DOT.COM | ILP | PRO INT | . |  | PRO 0682 | 5414823303951 | B | IP20 | LED Technology | 3000K | 90 | . | .
424 642 06 93 MDL B | M - DOT.COM WALLWASH 06 930 MDL B | 387.67 | . | PR SPLITLINE | SPLITLINE M DOT.COM | ILP | PRO INT | . |  | PRO 0682 | 5414823282058 | B | IP20 | LED Technology | 3000K | 90 | . | .
23369 9205 B | M - DOT.COM WALLWASH 08 927 DIM5 B | 432.77 | . | PR SPLITLINE | SPLITLINE M DOT.COM | ILP | PRO INT | . |  | PRO 0682 | 5414823303968 | B | IP20 | LED Technology | 2700K | 90 | . | .
424 642 08 92 MDL B | M - DOT.COM WALLWASH 08 927 MDL B | 419.69 | . | PR SPLITLINE | SPLITLINE M DOT.COM | ILP | PRO INT | . |  | PRO 0682 | 5414823282065 | B | IP20 | LED Technology | 2700K | 90 | . | .
23369 9305 B | M - DOT.COM WALLWASH 08 930 DIM5 B | 432.77 | . | PR SPLITLINE | SPLITLINE M DOT.COM | ILP | PRO INT | . |  | PRO 0682 | 5414823303975 | B | IP20 | LED Technology | 3000K | 90 | . | .
424 642 08 93 MDL B | M - DOT.COM WALLWASH 08 930 MDL B | 419.69 | . | PR SPLITLINE | SPLITLINE M DOT.COM | ILP | PRO INT | . |  | PRO 0682 | 5414823282072 | B | IP20 | LED Technology | 3000K | 90 | . | .
23370 9205 B | M - DOT.COM WALLWASH 12 927 DIM5 B | 454.13 | . | PR SPLITLINE | SPLITLINE M DOT.COM | ILP | PRO INT | . |  | PRO 0683 | 5414823303982 | B | IP20 | LED Technology | 2700K | 90 | . | .
424 642 12 92 MDL B | M - DOT.COM WALLWASH 12 927 MDL B | 441.06 | . | PR SPLITLINE | SPLITLINE M DOT.COM | ILP | PRO INT | . |  | PRO 0683 | 5414823282089 | B | IP20 | LED Technology | 2700K | 90 | . | .
23370 9305 B | M - DOT.COM WALLWASH 12 930 DIM5 B | 454.13 | . | PR SPLITLINE | SPLITLINE M DOT.COM | ILP | PRO INT | . |  | PRO 0683 | 5414823303999 | B | IP20 | LED Technology | 3000K | 90 | . | .
424 642 12 93 MDL B | M - DOT.COM WALLWASH 12 930 MDL B | 441.06 | . | PR SPLITLINE | SPLITLINE M DOT.COM | ILP | PRO INT | . |  | PRO 0683 | 5414823282096 | B | IP20 | LED Technology | 3000K | 90 | . | .
23271 9215 B-B | M44 - DOT.COM L2 92716 DIM5 B-B | 317.86 | . | PR SPLITLINE | SPLITLINE M DOT.COM | ILP | PRO INT | Æ |  | PRO 0684 | 5414823317965 | B-B | IP20 | LED Technology | 2700K | 90 | 16 | .
23271 9215 B-MMAT | M44 - DOT.COM L2 92716 DIM5 B-MMAT | 322.61 | . | PR SPLITLINE | SPLITLINE M DOT.COM | ILP | PRO INT | Æ |  | PRO 0684 | 5414823317972 | B-MMAT | IP20 | LED Technology | 2700K | 90 | 16 | .
23270 9210 B-B | M44 - DOT.COM L2 92716 MDL B-B | 304.78 | . | PR SPLITLINE | SPLITLINE M DOT.COM | ILP | PRO INT | Æ |  | PRO 0684 | 5414823317880 | B-B | IP20 | LED Technology | 2700K | 90 | 16 | .
23270 9210 B-MMAT | M44 - DOT.COM L2 92716 MDL B-MMAT | 309.53 | . | PR SPLITLINE | SPLITLINE M DOT.COM | ILP | PRO INT | Æ |  | PRO 0684 | 5414823317897 | B-MMAT | IP20 | LED Technology | 2700K | 90 | 16 | .
23271 9225 B-B | M44 - DOT.COM L2 92732 DIM5 B-B | 317.86 | . | PR SPLITLINE | SPLITLINE M DOT.COM | ILP | PRO INT | Æ |  | PRO 0684 | 5414823317989 | B-B | IP20 | LED Technology | 2700K | 90 | 32 | .
23271 9225 B-MMAT | M44 - DOT.COM L2 92732 DIM5 B-MMAT | 322.61 | . | PR SPLITLINE | SPLITLINE M DOT.COM | ILP | PRO INT | Æ |  | PRO 0684 | 5414823317996 | B-MMAT | IP20 | LED Technology | 2700K | 90 | 32 | .
23270 9220 B-B | M44 - DOT.COM L2 92732 MDL B-B | 304.78 | . | PR SPLITLINE | SPLITLINE M DOT.COM | ILP | PRO INT | Æ |  | PRO 0684 | 5414823317903 | B-B | IP20 | LED Technology | 2700K | 90 | 32 | .
23270 9220 B-MMAT | M44 - DOT.COM L2 92732 MDL B-MMAT | 309.53 | . | PR SPLITLINE | SPLITLINE M DOT.COM | ILP | PRO INT | Æ |  | PRO 0684 | 5414823317910 | B-MMAT | IP20 | LED Technology | 2700K | 90 | 32 | .
23271 9315 B-B | M44 - DOT.COM L2 93016 DIM5 B-B | 317.86 | . | PR SPLITLINE | SPLITLINE M DOT.COM | ILP | PRO INT | Æ |  | PRO 0684 | 5414823318009 | B-B | IP20 | LED Technology | 3000K | 90 | 16 | .
23271 9315 B-MMAT | M44 - DOT.COM L2 93016 DIM5 B-MMAT | 322.61 | . | PR SPLITLINE | SPLITLINE M DOT.COM | ILP | PRO INT | Æ |  | PRO 0684 | 5414823318016 | B-MMAT | IP20 | LED Technology | 3000K | 90 | 16 | .
23270 9310 B-B | M44 - DOT.COM L2 93016 MDL B-B | 304.78 | . | PR SPLITLINE | SPLITLINE M DOT.COM | ILP | PRO INT | Æ |  | PRO 0684 | 5414823317927 | B-B | IP20 | LED Technology | 3000K | 90 | 16 | .
23270 9310 B-MMAT | M44 - DOT.COM L2 93016 MDL B-MMAT | 309.53 | . | PR SPLITLINE | SPLITLINE M DOT.COM | ILP | PRO INT | Æ |  | PRO 0684 | 5414823317934 | B-MMAT | IP20 | LED Technology | 3000K | 90 | 16 | .
23271 9325 B-B | M44 - DOT.COM L2 93032 DIM5 B-B | 317.86 | . | PR SPLITLINE | SPLITLINE M DOT.COM | ILP | PRO INT | Æ |  | PRO 0684 | 5414823318023 | B-B | IP20 | LED Technology | 3000K | 90 | 32 | .
23271 9325 B-MMAT | M44 - DOT.COM L2 93032 DIM5 B-MMAT | 322.61 | . | PR SPLITLINE | SPLITLINE M DOT.COM | ILP | PRO INT | Æ |  | PRO 0684 | 5414823318030 | B-MMAT | IP20 | LED Technology | 3000K | 90 | 32 | .
23270 9320 B-B | M44 - DOT.COM L2 93032 MDL B-B | 304.78 | . | PR SPLITLINE | SPLITLINE M DOT.COM | ILP | PRO INT | Æ |  | PRO 0684 | 5414823317941 | B-B | IP20 | LED Technology | 3000K | 90 | 32 | .
23270 9320 B-MMAT | M44 - DOT.COM L2 93032 MDL B-MMAT | 309.53 | . | PR SPLITLINE | SPLITLINE M DOT.COM | ILP | PRO INT | Æ |  | PRO 0684 | 5414823317958 | B-MMAT | IP20 | LED Technology | 3000K | 90 | 32 | .
23273 9215 B-B | M44 - DOT.COM L4 92716 DIM5 B-B | 403.89 | . | PR SPLITLINE | SPLITLINE M DOT.COM | ILP | PRO INT | Æ |  | PRO 0684 | 5414823318122 | B-B | IP20 | LED Technology | 2700K | 90 | 16 | .
23273 9215 B-MMAT | M44 - DOT.COM L4 92716 DIM5 B-MMAT | 408.64 | . | PR SPLITLINE | SPLITLINE M DOT.COM | ILP | PRO INT | Æ |  | PRO 0684 | 5414823318139 | B-MMAT | IP20 | LED Technology | 2700K | 90 | 16 | .
23272 9210 B-B | M44 - DOT.COM L4 92716 MDL B-B | 390.8 | . | PR SPLITLINE | SPLITLINE M DOT.COM | ILP | PRO INT | Æ |  | PRO 0684 | 5414823318047 | B-B | IP20 | LED Technology | 2700K | 90 | 16 | .
23272 9210 B-MMAT | M44 - DOT.COM L4 92716 MDL B-MMAT | 395.55 | . | PR SPLITLINE | SPLITLINE M DOT.COM | ILP | PRO INT | Æ |  | PRO 0684 | 5414823318054 | B-MMAT | IP20 | LED Technology | 2700K | 90 | 16 | .
23273 9225 B-B | M44 - DOT.COM L4 92732 DIM5 B-B | 403.89 | . | PR SPLITLINE | SPLITLINE M DOT.COM | ILP | PRO INT | Æ |  | PRO 0684 | 5414823318146 | B-B | IP20 | LED Technology | 2700K | 90 | 32 | .
23273 9225 B-MMAT | M44 - DOT.COM L4 92732 DIM5 B-MMAT | 408.64 | . | PR SPLITLINE | SPLITLINE M DOT.COM | ILP | PRO INT | Æ |  | PRO 0684 | 5414823318153 | B-MMAT | IP20 | LED Technology | 2700K | 90 | 32 | .
23272 9220 B-B | M44 - DOT.COM L4 92732 MDL B-B | 390.8 | . | PR SPLITLINE | SPLITLINE M DOT.COM | ILP | PRO INT | Æ |  | PRO 0684 | 5414823318061 | B-B | IP20 | LED Technology | 2700K | 90 | 32 | .
23272 9220 B-MMAT | M44 - DOT.COM L4 92732 MDL B-MMAT | 395.55 | . | PR SPLITLINE | SPLITLINE M DOT.COM | ILP | PRO INT | Æ |  | PRO 0684 | 5414823318078 | B-MMAT | IP20 | LED Technology | 2700K | 90 | 32 | .
23273 9315 B-B | M44 - DOT.COM L4 93016 DIM5 B-B | 403.89 | . | PR SPLITLINE | SPLITLINE M DOT.COM | ILP | PRO INT | Æ |  | PRO 0684 | 5414823318160 | B-B | IP20 | LED Technology | 3000K | 90 | 16 | .
23273 9315 B-MMAT | M44 - DOT.COM L4 93016 DIM5 B-MMAT | 408.64 | . | PR SPLITLINE | SPLITLINE M DOT.COM | ILP | PRO INT | Æ |  | PRO 0684 | 5414823318177 | B-MMAT | IP20 | LED Technology | 3000K | 90 | 16 | .
23272 9310 B-B | M44 - DOT.COM L4 93016 MDL B-B | 390.8 | . | PR SPLITLINE | SPLITLINE M DOT.COM | ILP | PRO INT | Æ |  | PRO 0684 | 5414823318085 | B-B | IP20 | LED Technology | 3000K | 90 | 16 | .
23272 9310 B-MMAT | M44 - DOT.COM L4 93016 MDL B-MMAT | 395.55 | . | PR SPLITLINE | SPLITLINE M DOT.COM | ILP | PRO INT | Æ |  | PRO 0684 | 5414823318092 | B-MMAT | IP20 | LED Technology | 3000K | 90 | 16 | .
23273 9325 B-B | M44 - DOT.COM L4 93032 DIM5 B-B | 403.89 | . | PR SPLITLINE | SPLITLINE M DOT.COM | ILP | PRO INT | Æ |  | PRO 0684 | 5414823318184 | B-B | IP20 | LED Technology | 3000K | 90 | 32 | .
23273 9325 B-MMAT | M44 - DOT.COM L4 93032 DIM5 B-MMAT | 408.64 | . | PR SPLITLINE | SPLITLINE M DOT.COM | ILP | PRO INT | Æ |  | PRO 0684 | 5414823318191 | B-MMAT | IP20 | LED Technology | 3000K | 90 | 32 | .
23272 9320 B-B | M44 - DOT.COM L4 93032 MDL B-B | 390.8 | . | PR SPLITLINE | SPLITLINE M DOT.COM | ILP | PRO INT | Æ |  | PRO 0684 | 5414823318108 | B-B | IP20 | LED Technology | 3000K | 90 | 32 | .
23272 9320 B-MMAT | M44 - DOT.COM L4 93032 MDL B-MMAT | 395.55 | . | PR SPLITLINE | SPLITLINE M DOT.COM | ILP | PRO INT | Æ |  | PRO 0684 | 5414823318115 | B-MMAT | IP20 | LED Technology | 3000K | 90 | 32 | .
23354 9205 B | M - GIBBO 927 DIM5 B | 355.22 | . | PR SPLITLINE | SPLITLINE M GIBBO | ILP | PRO INT | . |  | PRO 0693 | 5414823303586 | B | IP20 | LED Technology | 2700K | 90 | . | .
23354 9205 W | M - GIBBO 927 DIM5 W | 355.22 | . | PR SPLITLINE | SPLITLINE M GIBBO | ILP | PRO INT | . |  | PRO 0693 | 5414823303593 | W | IP20 | LED Technology | 2700K | 90 | . | .
421 622 811 920 MDL B | M - GIBBO 927 MDL B | 342.13 | . | PR SPLITLINE | SPLITLINE M GIBBO | ILP | PRO INT | . |  | PRO 0693 | 5414823254925 | B | IP20 | LED Technology | 2700K | 90 | . | .
421 622 811 920 MDL W | M - GIBBO 927 MDL W | 342.13 | . | PR SPLITLINE | SPLITLINE M GIBBO | ILP | PRO INT | . |  | PRO 0693 | 5414823254932 | W | IP20 | LED Technology | 2700K | 90 | . | .
23354 9305 B | M - GIBBO 930 DIM5 B | 355.22 | . | PR SPLITLINE | SPLITLINE M GIBBO | ILP | PRO INT | . |  | PRO 0693 | 5414823303609 | B | IP20 | LED Technology | 3000K | 90 | . | .
23354 9305 W | M - GIBBO 930 DIM5 W | 355.22 | . | PR SPLITLINE | SPLITLINE M GIBBO | ILP | PRO INT | . |  | PRO 0693 | 5414823303616 | W | IP20 | LED Technology | 3000K | 90 | . | .
421 622 811 930 MDL B | M - GIBBO 930 MDL B | 342.13 | . | PR SPLITLINE | SPLITLINE M GIBBO | ILP | PRO INT | . |  | PRO 0693 | 5414823254949 | B | IP20 | LED Technology | 3000K | 90 | . | .
421 622 811 930 MDL W | M - GIBBO 930 MDL W | 342.13 | . | PR SPLITLINE | SPLITLINE M GIBBO | ILP | PRO INT | . |  | PRO 0693 | 5414823254956 | W | IP20 | LED Technology | 3000K | 90 | . | .
23363 8215 BBR | M20/M26H - HEDRA 82715 DIM5 BBR | 466.01 | . | PR SPLITLINE | SPLITLINE M HEDRA | ILP | PRO INT | . |  | PRO 0691 | 5414823303845 | BBR | IP20 | LED Technology | 2700K | 80 | 8 | .
23363 8215 GC | M20/M26H - HEDRA 82715 DIM5 GC | 382.25 | . | PR SPLITLINE | SPLITLINE M HEDRA | ILP | PRO INT | . |  | PRO 0691 | 5414823303852 | GC | IP20 | LED Technology | 2700K | 80 | 8 | .
473 251 821 MDL BBR | M20/M26H - HEDRA 82715 MDL BBR | 452.93 | . | PR SPLITLINE | SPLITLINE M HEDRA | ILP | PRO INT | . |  | PRO 0691 | 5414823285196 | BBR | IP20 | LED Technology | 2700K | 80 | 8 | .
473 251 821 MDL GC | M20/M26H - HEDRA 82715 MDL GC | 369.17 | . | PR SPLITLINE | SPLITLINE M HEDRA | ILP | PRO INT | . |  | PRO 0691 | 5414823285202 | GC | IP20 | LED Technology | 2700K | 80 | 8 | .
23363 8315 BBR | M20/M26H - HEDRA 83015 DIM5 BBR | 466.01 | . | PR SPLITLINE | SPLITLINE M HEDRA | ILP | PRO INT | . |  | PRO 0691 | 5414823303869 | BBR | IP20 | LED Technology | 3000K | 80 | 8 | .
23363 8315 GC | M20/M26H - HEDRA 83015 DIM5 GC | 382.25 | . | PR SPLITLINE | SPLITLINE M HEDRA | ILP | PRO INT | . |  | PRO 0691 | 5414823303876 | GC | IP20 | LED Technology | 3000K | 80 | 8 | .
473 251 831 MDL BBR | M20/M26H - HEDRA 83015 MDL BBR | 452.93 | . | PR SPLITLINE | SPLITLINE M HEDRA | ILP | PRO INT | . |  | PRO 0691 | 5414823285219 | BBR | IP20 | LED Technology | 3000K | 80 | 8 | .
473 251 831 MDL GC | M20/M26H - HEDRA 83015 MDL GC | 369.17 | . | PR SPLITLINE | SPLITLINE M HEDRA | ILP | PRO INT | . |  | PRO 0691 | 5414823285226 | GC | IP20 | LED Technology | 3000K | 80 | 8 | .
23364 9225 BBR | M20/M26H - HEDRA L 92733 DIM5 BBR | 477.78 | . | PR SPLITLINE | SPLITLINE M HEDRA | ILP | PRO INT | . |  | PRO 0691 | 5414823303883 | BBR | IP20 | LED Technology | 2700K | 90 | 33 | .
23364 9225 GC | M20/M26H - HEDRA L 92733 DIM5 GC | 389.01 | . | PR SPLITLINE | SPLITLINE M HEDRA | ILP | PRO INT | . |  | PRO 0691 | 5414823303890 | GC | IP20 | LED Technology | 2700K | 90 | 33 | .
473 252 811 922 MDL BBR | M20/M26H - HEDRA L 92733 MDL BBR | 464.7 | . | PR SPLITLINE | SPLITLINE M HEDRA | ILP | PRO INT | . |  | PRO 0691 | 5414823285233 | BBR | IP20 | LED Technology | 2700K | 90 | 33 | .
473 252 811 922 MDL GC | M20/M26H - HEDRA L 92733 MDL GC | 375.93 | . | PR SPLITLINE | SPLITLINE M HEDRA | ILP | PRO INT | . |  | PRO 0691 | 5414823285240 | GC | IP20 | LED Technology | 2700K | 90 | 33 | .
23364 9325 BBR | M20/M26H - HEDRA L 93033 DIM5 BBR | 477.78 | . | PR SPLITLINE | SPLITLINE M HEDRA | ILP | PRO INT | . |  | PRO 0691 | 5414823303906 | BBR | IP20 | LED Technology | 3000K | 90 | 33 | .
23364 9325 GC | M20/M26H - HEDRA L 93033 DIM5 GC | 389.01 | . | PR SPLITLINE | SPLITLINE M HEDRA | ILP | PRO INT | . |  | PRO 0691 | 5414823303913 | GC | IP20 | LED Technology | 3000K | 90 | 33 | .
473 252 811 932 MDL BBR | M20/M26H - HEDRA L 93033 MDL BBR | 464.7 | . | PR SPLITLINE | SPLITLINE M HEDRA | ILP | PRO INT | . |  | PRO 0691 | 5414823285257 | BBR | IP20 | LED Technology | 3000K | 90 | 33 | .
473 252 811 932 MDL GC | M20/M26H - HEDRA L 93033 MDL GC | 375.93 | . | PR SPLITLINE | SPLITLINE M HEDRA | ILP | PRO INT | . |  | PRO 0691 | 5414823285264 | GC | IP20 | LED Technology | 3000K | 90 | 33 | .
23251 8215 BBR | M26L/M35R - HEDRA 82715 DIM5 BBR | 466.01 | . | PR SPLITLINE | SPLITLINE M HEDRA | ILP | PRO INT | Æ |  | PRO 0691 | 5414823317361 | BBR | IP20 | LED Technology | 2700K | 80 | 8 | .
23251 8215 GC | M26L/M35R - HEDRA 82715 DIM5 GC | 382.25 | . | PR SPLITLINE | SPLITLINE M HEDRA | ILP | PRO INT | Æ |  | PRO 0691 | 5414823317378 | GC | IP20 | LED Technology | 2700K | 80 | 8 | .
23250 8210 BBR | M26L/M35R - HEDRA 82715 MDL BBR | 452.93 | . | PR SPLITLINE | SPLITLINE M HEDRA | ILP | PRO INT | Æ |  | PRO 0691 | 5414823317323 | BBR | IP20 | LED Technology | 2700K | 80 | 8 | .
23250 8210 GC | M26L/M35R - HEDRA 82715 MDL GC | 369.17 | . | PR SPLITLINE | SPLITLINE M HEDRA | ILP | PRO INT | Æ |  | PRO 0691 | 5414823317330 | GC | IP20 | LED Technology | 2700K | 80 | 8 | .
23251 8315 BBR | M26L/M35R - HEDRA 83015 DIM5 BBR | 466.01 | . | PR SPLITLINE | SPLITLINE M HEDRA | ILP | PRO INT | Æ |  | PRO 0691 | 5414823317385 | BBR | IP20 | LED Technology | 3000K | 80 | 8 | .
23251 8315 GC | M26L/M35R - HEDRA 83015 DIM5 GC | 382.25 | . | PR SPLITLINE | SPLITLINE M HEDRA | ILP | PRO INT | Æ |  | PRO 0691 | 5414823317392 | GC | IP20 | LED Technology | 3000K | 80 | 8 | .
23250 8310 BBR | M26L/M35R - HEDRA 83015 MDL BBR | 452.93 | . | PR SPLITLINE | SPLITLINE M HEDRA | ILP | PRO INT | Æ |  | PRO 0691 | 5414823317347 | BBR | IP20 | LED Technology | 3000K | 80 | 8 | .
23250 8310 GC | M26L/M35R - HEDRA 83015 MDL GC | 369.17 | . | PR SPLITLINE | SPLITLINE M HEDRA | ILP | PRO INT | Æ |  | PRO 0691 | 5414823317354 | GC | IP20 | LED Technology | 3000K | 80 | 8 | .
23253 9225 BBR | M26L/M35R - HEDRA L 92733 DIM5 BBR | 477.78 | . | PR SPLITLINE | SPLITLINE M HEDRA | ILP | PRO INT | Æ |  | PRO 0691 | 5414823317446 | BBR | IP20 | LED Technology | 2700K | 90 | 33 | .
23253 9225 GC | M26L/M35R - HEDRA L 92733 DIM5 GC | 389.01 | . | PR SPLITLINE | SPLITLINE M HEDRA | ILP | PRO INT | Æ |  | PRO 0691 | 5414823317453 | GC | IP20 | LED Technology | 2700K | 90 | 33 | .
23252 9220 BBR | M26L/M35R - HEDRA L 92733 MDL BBR | 464.7 | . | PR SPLITLINE | SPLITLINE M HEDRA | ILP | PRO INT | Æ |  | PRO 0691 | 5414823317408 | BBR | IP20 | LED Technology | 2700K | 90 | 33 | .
23252 9220 GC | M26L/M35R - HEDRA L 92733 MDL GC | 375.93 | . | PR SPLITLINE | SPLITLINE M HEDRA | ILP | PRO INT | Æ |  | PRO 0691 | 5414823317415 | GC | IP20 | LED Technology | 2700K | 90 | 33 | .
23253 9325 BBR | M26L/M35R - HEDRA L 93033 DIM5 BBR | 477.78 | . | PR SPLITLINE | SPLITLINE M HEDRA | ILP | PRO INT | Æ |  | PRO 0691 | 5414823317460 | BBR | IP20 | LED Technology | 3000K | 90 | 33 | .
23253 9325 GC | M26L/M35R - HEDRA L 93033 DIM5 GC | 389.01 | . | PR SPLITLINE | SPLITLINE M HEDRA | ILP | PRO INT | Æ |  | PRO 0691 | 5414823317477 | GC | IP20 | LED Technology | 3000K | 90 | 33 | .
23252 9320 BBR | M26L/M35R - HEDRA L 93033 MDL BBR | 464.7 | . | PR SPLITLINE | SPLITLINE M HEDRA | ILP | PRO INT | Æ |  | PRO 0691 | 5414823317422 | BBR | IP20 | LED Technology | 3000K | 90 | 33 | .
23252 9320 GC | M26L/M35R - HEDRA L 93033 MDL GC | 375.93 | . | PR SPLITLINE | SPLITLINE M HEDRA | ILP | PRO INT | Æ |  | PRO 0691 | 5414823317439 | GC | IP20 | LED Technology | 3000K | 90 | 33 | .
24716 8225 B | M20/M26H - JAZZY 82720 DIM5 B | 308.48 | . | PR SPLITLINE | SPLITLINE M JAZZY | ILP | PRO INT | Æ |  | PRO 0686 | 5414823321092 | B | IP20 | LED Technology | 2700K | 80 | 20 | .
24716 8225 FBR | M20/M26H - JAZZY 82720 DIM5 FBR | 357.27 | . | PR SPLITLINE | SPLITLINE M JAZZY | ILP | PRO INT | Æ |  | PRO 0686 | 5414823321108 | FBR | IP20 | LED Technology | 2700K | 80 | 20 | .
24716 8225 FG | M20/M26H - JAZZY 82720 DIM5 FG | 357.27 | . | PR SPLITLINE | SPLITLINE M JAZZY | ILP | PRO INT | Æ |  | PRO 0686 | 5414823321115 | FG | IP20 | LED Technology | 2700K | 80 | 20 | .
24716 8225 W | M20/M26H - JAZZY 82720 DIM5 W | 308.48 | . | PR SPLITLINE | SPLITLINE M JAZZY | ILP | PRO INT | Æ |  | PRO 0686 | 5414823321122 | W | IP20 | LED Technology | 2700K | 80 | 20 | .
24714 8220 B | M20/M26H - JAZZY 82720 MDL B | 295.4 | . | PR SPLITLINE | SPLITLINE M JAZZY | ILP | PRO INT | Æ |  | PRO 0686 | 5414823320934 | B | IP20 | LED Technology | 2700K | 80 | 20 | .
24714 8220 FBR | M20/M26H - JAZZY 82720 MDL FBR | 344.19 | . | PR SPLITLINE | SPLITLINE M JAZZY | ILP | PRO INT | Æ |  | PRO 0686 | 5414823320941 | FBR | IP20 | LED Technology | 2700K | 80 | 20 | .
24714 8220 FG | M20/M26H - JAZZY 82720 MDL FG | 344.19 | . | PR SPLITLINE | SPLITLINE M JAZZY | ILP | PRO INT | Æ |  | PRO 0686 | 5414823320958 | FG | IP20 | LED Technology | 2700K | 80 | 20 | .
24714 8220 W | M20/M26H - JAZZY 82720 MDL W | 295.4 | . | PR SPLITLINE | SPLITLINE M JAZZY | ILP | PRO INT | Æ |  | PRO 0686 | 5414823320965 | W | IP20 | LED Technology | 2700K | 80 | 20 | .
24716 8325 B | M20/M26H - JAZZY 83020 DIM5 B | 308.48 | . | PR SPLITLINE | SPLITLINE M JAZZY | ILP | PRO INT | Æ |  | PRO 0686 | 5414823321139 | B | IP20 | LED Technology | 3000K | 80 | 20 | .
24716 8325 FBR | M20/M26H - JAZZY 83020 DIM5 FBR | 357.27 | . | PR SPLITLINE | SPLITLINE M JAZZY | ILP | PRO INT | Æ |  | PRO 0686 | 5414823321146 | FBR | IP20 | LED Technology | 3000K | 80 | 20 | .
24716 8325 FG | M20/M26H - JAZZY 83020 DIM5 FG | 357.27 | . | PR SPLITLINE | SPLITLINE M JAZZY | ILP | PRO INT | Æ |  | PRO 0686 | 5414823321153 | FG | IP20 | LED Technology | 3000K | 80 | 20 | .
24716 8325 W | M20/M26H - JAZZY 83020 DIM5 W | 308.48 | . | PR SPLITLINE | SPLITLINE M JAZZY | ILP | PRO INT | Æ |  | PRO 0686 | 5414823321160 | W | IP20 | LED Technology | 3000K | 80 | 20 | .
24714 8320 B | M20/M26H - JAZZY 83020 MDL B | 295.4 | . | PR SPLITLINE | SPLITLINE M JAZZY | ILP | PRO INT | Æ |  | PRO 0686 | 5414823320972 | B | IP20 | LED Technology | 3000K | 80 | 20 | .
24714 8320 FBR | M20/M26H - JAZZY 83020 MDL FBR | 344.19 | . | PR SPLITLINE | SPLITLINE M JAZZY | ILP | PRO INT | Æ |  | PRO 0686 | 5414823320989 | FBR | IP20 | LED Technology | 3000K | 80 | 20 | .
24714 8320 FG | M20/M26H - JAZZY 83020 MDL FG | 344.19 | . | PR SPLITLINE | SPLITLINE M JAZZY | ILP | PRO INT | Æ |  | PRO 0686 | 5414823320996 | FG | IP20 | LED Technology | 3000K | 80 | 20 | .
24714 8320 W | M20/M26H - JAZZY 83020 MDL W | 295.4 | . | PR SPLITLINE | SPLITLINE M JAZZY | ILP | PRO INT | Æ |  | PRO 0686 | 5414823321009 | W | IP20 | LED Technology | 3000K | 80 | 20 | .
24717 9235 B | M20/M26H - JAZZY LP 92740 DIM5 B | 296.84 | . | PR SPLITLINE | SPLITLINE M JAZZY | ILP | PRO INT | Æ |  | PRO 0686 | 5414823321177 | B | IP20 | LED Technology | 2700K | 90 | 40 | .
24717 9235 FBR | M20/M26H - JAZZY LP 92740 DIM5 FBR | 345.63 | . | PR SPLITLINE | SPLITLINE M JAZZY | ILP | PRO INT | Æ |  | PRO 0686 | 5414823321184 | FBR | IP20 | LED Technology | 2700K | 90 | 40 | .
24717 9235 FG | M20/M26H - JAZZY LP 92740 DIM5 FG | 345.63 | . | PR SPLITLINE | SPLITLINE M JAZZY | ILP | PRO INT | Æ |  | PRO 0686 | 5414823321191 | FG | IP20 | LED Technology | 2700K | 90 | 40 | .
24717 9235 W | M20/M26H - JAZZY LP 92740 DIM5 W | 296.84 | . | PR SPLITLINE | SPLITLINE M JAZZY | ILP | PRO INT | Æ |  | PRO 0686 | 5414823321207 | W | IP20 | LED Technology | 2700K | 90 | 40 | .
24715 9230 B | M20/M26H - JAZZY LP 92740 MDL B | 283.76 | . | PR SPLITLINE | SPLITLINE M JAZZY | ILP | PRO INT | Æ |  | PRO 0686 | 5414823321016 | B | IP20 | LED Technology | 2700K | 90 | 40 | .
24715 9230 FBR | M20/M26H - JAZZY LP 92740 MDL FBR | 332.55 | . | PR SPLITLINE | SPLITLINE M JAZZY | ILP | PRO INT | Æ |  | PRO 0686 | 5414823321023 | FBR | IP20 | LED Technology | 2700K | 90 | 40 | .
24715 9230 FG | M20/M26H - JAZZY LP 92740 MDL FG | 332.55 | . | PR SPLITLINE | SPLITLINE M JAZZY | ILP | PRO INT | Æ |  | PRO 0686 | 5414823321030 | FG | IP20 | LED Technology | 2700K | 90 | 40 | .
24715 9230 W | M20/M26H - JAZZY LP 92740 MDL W | 283.76 | . | PR SPLITLINE | SPLITLINE M JAZZY | ILP | PRO INT | Æ |  | PRO 0686 | 5414823321047 | W | IP20 | LED Technology | 2700K | 90 | 40 | .
24717 9335 B | M20/M26H - JAZZY LP 93040 DIM5 B | 296.84 | . | PR SPLITLINE | SPLITLINE M JAZZY | ILP | PRO INT | Æ |  | PRO 0686 | 5414823321214 | B | IP20 | LED Technology | 3000K | 90 | 40 | .
24717 9335 FBR | M20/M26H - JAZZY LP 93040 DIM5 FBR | 345.63 | . | PR SPLITLINE | SPLITLINE M JAZZY | ILP | PRO INT | Æ |  | PRO 0686 | 5414823321221 | FBR | IP20 | LED Technology | 3000K | 90 | 40 | .
24717 9335 FG | M20/M26H - JAZZY LP 93040 DIM5 FG | 345.63 | . | PR SPLITLINE | SPLITLINE M JAZZY | ILP | PRO INT | Æ |  | PRO 0686 | 5414823321238 | FG | IP20 | LED Technology | 3000K | 90 | 40 | .
24717 9335 W | M20/M26H - JAZZY LP 93040 DIM5 W | 296.84 | . | PR SPLITLINE | SPLITLINE M JAZZY | ILP | PRO INT | Æ |  | PRO 0686 | 5414823321245 | W | IP20 | LED Technology | 3000K | 90 | 40 | .
24715 9330 B | M20/M26H - JAZZY LP 93040 MDL B | 283.76 | . | PR SPLITLINE | SPLITLINE M JAZZY | ILP | PRO INT | Æ |  | PRO 0686 | 5414823321054 | B | IP20 | LED Technology | 3000K | 90 | 40 | .
24715 9330 FBR | M20/M26H - JAZZY LP 93040 MDL FBR | 332.55 | . | PR SPLITLINE | SPLITLINE M JAZZY | ILP | PRO INT | Æ |  | PRO 0686 | 5414823321061 | FBR | IP20 | LED Technology | 3000K | 90 | 40 | .
24715 9330 FG | M20/M26H - JAZZY LP 93040 MDL FG | 332.55 | . | PR SPLITLINE | SPLITLINE M JAZZY | ILP | PRO INT | Æ |  | PRO 0686 | 5414823321078 | FG | IP20 | LED Technology | 3000K | 90 | 40 | .
24715 9330 W | M20/M26H - JAZZY LP 93040 MDL W | 283.76 | . | PR SPLITLINE | SPLITLINE M JAZZY | ILP | PRO INT | Æ |  | PRO 0686 | 5414823321085 | W | IP20 | LED Technology | 3000K | 90 | 40 | .
23255 8225 B | M26L/M35R - JAZZY 82720 DIM5 B | 308.48 | . | PR SPLITLINE | SPLITLINE M JAZZY | ILP | PRO INT | Æ |  | PRO 0686 | 5414823317569 | B | IP20 | LED Technology | 2700K | 80 | 20 | .
23255 8225 FBR | M26L/M35R - JAZZY 82720 DIM5 FBR | 357.27 | . | PR SPLITLINE | SPLITLINE M JAZZY | ILP | PRO INT | Æ |  | PRO 0686 | 5414823317576 | FBR | IP20 | LED Technology | 2700K | 80 | 20 | .
23255 8225 FG | M26L/M35R - JAZZY 82720 DIM5 FG | 357.27 | . | PR SPLITLINE | SPLITLINE M JAZZY | ILP | PRO INT | Æ |  | PRO 0686 | 5414823317583 | FG | IP20 | LED Technology | 2700K | 80 | 20 | .
23255 8225 W | M26L/M35R - JAZZY 82720 DIM5 W | 308.48 | . | PR SPLITLINE | SPLITLINE M JAZZY | ILP | PRO INT | Æ |  | PRO 0686 | 5414823317590 | W | IP20 | LED Technology | 2700K | 80 | 20 | .
23254 8220 B | M26L/M35R - JAZZY 82720 MDL B | 295.4 | . | PR SPLITLINE | SPLITLINE M JAZZY | ILP | PRO INT | Æ |  | PRO 0686 | 5414823317484 | B | IP20 | LED Technology | 2700K | 80 | 20 | .
23254 8220 FBR | M26L/M35R - JAZZY 82720 MDL FBR | 344.19 | . | PR SPLITLINE | SPLITLINE M JAZZY | ILP | PRO INT | Æ |  | PRO 0686 | 5414823317491 | FBR | IP20 | LED Technology | 2700K | 80 | 20 | .
23254 8220 FG | M26L/M35R - JAZZY 82720 MDL FG | 344.19 | . | PR SPLITLINE | SPLITLINE M JAZZY | ILP | PRO INT | Æ |  | PRO 0686 | 5414823317507 | FG | IP20 | LED Technology | 2700K | 80 | 20 | .
23254 8220 W | M26L/M35R - JAZZY 82720 MDL W | 295.4 | . | PR SPLITLINE | SPLITLINE M JAZZY | ILP | PRO INT | Æ |  | PRO 0686 | 5414823317514 | W | IP20 | LED Technology | 2700K | 80 | 20 | .
23255 8325 B | M26L/M35R - JAZZY 83020 DIM5 B | 308.48 | . | PR SPLITLINE | SPLITLINE M JAZZY | ILP | PRO INT | Æ |  | PRO 0686 | 5414823317606 | B | IP20 | LED Technology | 3000K | 80 | 20 | .
23255 8325 FBR | M26L/M35R - JAZZY 83020 DIM5 FBR | 357.27 | . | PR SPLITLINE | SPLITLINE M JAZZY | ILP | PRO INT | Æ |  | PRO 0686 | 5414823317613 | FBR | IP20 | LED Technology | 3000K | 80 | 20 | .
23255 8325 FG | M26L/M35R - JAZZY 83020 DIM5 FG | 357.27 | . | PR SPLITLINE | SPLITLINE M JAZZY | ILP | PRO INT | Æ |  | PRO 0686 | 5414823317620 | FG | IP20 | LED Technology | 3000K | 80 | 20 | .
23255 8325 W | M26L/M35R - JAZZY 83020 DIM5 W | 308.48 | . | PR SPLITLINE | SPLITLINE M JAZZY | ILP | PRO INT | Æ |  | PRO 0686 | 5414823317637 | W | IP20 | LED Technology | 3000K | 80 | 20 | .
23254 8320 B | M26L/M35R - JAZZY 83020 MDL B | 295.4 | . | PR SPLITLINE | SPLITLINE M JAZZY | ILP | PRO INT | Æ |  | PRO 0686 | 5414823317521 | B | IP20 | LED Technology | 3000K | 80 | 20 | .
23254 8320 FBR | M26L/M35R - JAZZY 83020 MDL FBR | 344.19 | . | PR SPLITLINE | SPLITLINE M JAZZY | ILP | PRO INT | Æ |  | PRO 0686 | 5414823317538 | FBR | IP20 | LED Technology | 3000K | 80 | 20 | .
23254 8320 FG | M26L/M35R - JAZZY 83020 MDL FG | 344.19 | . | PR SPLITLINE | SPLITLINE M JAZZY | ILP | PRO INT | Æ |  | PRO 0686 | 5414823317545 | FG | IP20 | LED Technology | 3000K | 80 | 20 | .
23254 8320 W | M26L/M35R - JAZZY 83020 MDL W | 295.4 | . | PR SPLITLINE | SPLITLINE M JAZZY | ILP | PRO INT | Æ |  | PRO 0686 | 5414823317552 | W | IP20 | LED Technology | 3000K | 80 | 20 | .
23257 9235 B | M26L/M35R - JAZZY LP 92740 DIM5 B | 296.84 | . | PR SPLITLINE | SPLITLINE M JAZZY | ILP | PRO INT | Æ |  | PRO 0686 | 5414823317729 | B | IP20 | LED Technology | 2700K | 90 | 40 | .
23257 9235 FBR | M26L/M35R - JAZZY LP 92740 DIM5 FBR | 345.63 | . | PR SPLITLINE | SPLITLINE M JAZZY | ILP | PRO INT | Æ |  | PRO 0686 | 5414823317736 | FBR | IP20 | LED Technology | 2700K | 90 | 40 | .
23257 9235 FG | M26L/M35R - JAZZY LP 92740 DIM5 FG | 345.63 | . | PR SPLITLINE | SPLITLINE M JAZZY | ILP | PRO INT | Æ |  | PRO 0686 | 5414823317743 | FG | IP20 | LED Technology | 2700K | 90 | 40 | .
23257 9235 W | M26L/M35R - JAZZY LP 92740 DIM5 W | 296.84 | . | PR SPLITLINE | SPLITLINE M JAZZY | ILP | PRO INT | Æ |  | PRO 0686 | 5414823317750 | W | IP20 | LED Technology | 2700K | 90 | 40 | .
23256 9230 B | M26L/M35R - JAZZY LP 92740 MDL B | 283.76 | . | PR SPLITLINE | SPLITLINE M JAZZY | ILP | PRO INT | Æ |  | PRO 0686 | 5414823317644 | B | IP20 | LED Technology | 2700K | 90 | 40 | .
23256 9230 FBR | M26L/M35R - JAZZY LP 92740 MDL FBR | 332.55 | . | PR SPLITLINE | SPLITLINE M JAZZY | ILP | PRO INT | Æ |  | PRO 0686 | 5414823317651 | FBR | IP20 | LED Technology | 2700K | 90 | 40 | .
23256 9230 FG | M26L/M35R - JAZZY LP 92740 MDL FG | 332.55 | . | PR SPLITLINE | SPLITLINE M JAZZY | ILP | PRO INT | Æ |  | PRO 0686 | 5414823317668 | FG | IP20 | LED Technology | 2700K | 90 | 40 | .
23256 9230 W | M26L/M35R - JAZZY LP 92740 MDL W | 283.76 | . | PR SPLITLINE | SPLITLINE M JAZZY | ILP | PRO INT | Æ |  | PRO 0686 | 5414823317675 | W | IP20 | LED Technology | 2700K | 90 | 40 | .
23257 9335 B | M26L/M35R - JAZZY LP 93040 DIM5 B | 296.84 | . | PR SPLITLINE | SPLITLINE M JAZZY | ILP | PRO INT | Æ |  | PRO 0686 | 5414823317767 | B | IP20 | LED Technology | 3000K | 90 | 40 | .
23257 9335 FBR | M26L/M35R - JAZZY LP 93040 DIM5 FBR | 345.63 | . | PR SPLITLINE | SPLITLINE M JAZZY | ILP | PRO INT | Æ |  | PRO 0686 | 5414823317774 | FBR | IP20 | LED Technology | 3000K | 90 | 40 | .
23257 9335 FG | M26L/M35R - JAZZY LP 93040 DIM5 FG | 345.63 | . | PR SPLITLINE | SPLITLINE M JAZZY | ILP | PRO INT | Æ |  | PRO 0686 | 5414823317781 | FG | IP20 | LED Technology | 3000K | 90 | 40 | .
23257 9335 W | M26L/M35R - JAZZY LP 93040 DIM5 W | 296.84 | . | PR SPLITLINE | SPLITLINE M JAZZY | ILP | PRO INT | Æ |  | PRO 0686 | 5414823317798 | W | IP20 | LED Technology | 3000K | 90 | 40 | .
23256 9330 B | M26L/M35R - JAZZY LP 93040 MDL B | 283.76 | . | PR SPLITLINE | SPLITLINE M JAZZY | ILP | PRO INT | Æ |  | PRO 0686 | 5414823317682 | B | IP20 | LED Technology | 3000K | 90 | 40 | .
23256 9330 FBR | M26L/M35R - JAZZY LP 93040 MDL FBR | 332.55 | . | PR SPLITLINE | SPLITLINE M JAZZY | ILP | PRO INT | Æ |  | PRO 0686 | 5414823317699 | FBR | IP20 | LED Technology | 3000K | 90 | 40 | .
23256 9330 FG | M26L/M35R - JAZZY LP 93040 MDL FG | 332.55 | . | PR SPLITLINE | SPLITLINE M JAZZY | ILP | PRO INT | Æ |  | PRO 0686 | 5414823317705 | FG | IP20 | LED Technology | 3000K | 90 | 40 | .
23256 9330 W | M26L/M35R - JAZZY LP 93040 MDL W | 283.76 | . | PR SPLITLINE | SPLITLINE M JAZZY | ILP | PRO INT | Æ |  | PRO 0686 | 5414823317712 | W | IP20 | LED Technology | 3000K | 90 | 40 | .
23347 0005 B | M - LED LINE HE 1 x 12,6W DIM5 B | 409.83 | . | PR SPLITLINE | SPLITLINE M LED LINE | ILP | PRO INT | . |  | PRO 0681 | 5414823303425 | B | IP20 | LED Technology | 3000K | 90 | . | .
421 313 06 93 MDL B | M - LED LINE HE 1 x 12,6W MDL B | 396.74 | . | PR SPLITLINE | SPLITLINE M LED LINE | ILP | PRO INT | . |  | PRO 0681 | 5414823279980 | B | IP20 | LED Technology | 3000K | 90 | . | 421 312 06 93 MDL B
23348 0005 B | M - LED LINE HE 1 x 18,4W DIM5 B | 420.92 | . | PR SPLITLINE | SPLITLINE M LED LINE | ILP | PRO INT | . |  | PRO 0681 | 5414823303432 | B | IP20 | LED Technology | 3000K | 90 | . | .
421 313 08 93 MDL B | M - LED LINE HE 1 x 18,4W MDL B | 407.86 | . | PR SPLITLINE | SPLITLINE M LED LINE | ILP | PRO INT | . |  | PRO 0681 | 5414823279997 | B | IP20 | LED Technology | 3000K | 90 | . | 421 312 08 93 MDL B
23349 0005 B | M - LED LINE HE 1 x 21,6W DIM5 B | 431.96 | . | PR SPLITLINE | SPLITLINE M LED LINE | ILP | PRO INT | . |  | PRO 0681 | 5414823303449 | B | IP20 | LED Technology | 3000K | 90 | . | .
421 313 10 93 MDL B | M - LED LINE HE 1 x 21,6W MDL B | 418.9 | . | PR SPLITLINE | SPLITLINE M LED LINE | ILP | PRO INT | . |  | PRO 0681 | 5414823280009 | B | IP20 | LED Technology | 3000K | 90 | . | 421 312 10 93 MDL B
23350 0005 B | M - LED LINE HE 1 x 25,2W DIM5 B | 460.98 | . | PR SPLITLINE | SPLITLINE M LED LINE | ILP | PRO INT | . |  | PRO 0681 | 5414823303456 | B | IP20 | LED Technology | 3000K | 90 | . | .
421 313 12 93 MDL B | M - LED LINE HE 1 x 25,2W MDL B | 447.91 | . | PR SPLITLINE | SPLITLINE M LED LINE | ILP | PRO INT | . |  | PRO 0681 | 5414823280016 | B | IP20 | LED Technology | 3000K | 90 | . | 421 312 12 93 MDL B
23376 9200 ANO | M - LED LINE UP 80 FP 920 ANO | 190.84 | . | PR SPLITLINE | SPLITLINE M LED LINE | ILP | PRO INT | Æ |  | PRO 0681 | . | ANO | IP20 | LED Technology | 2700K | 90 | . | .
23376 9300 ANO | M - LED LINE UP 80 FP 930 ANO | 190.84 | . | PR SPLITLINE | SPLITLINE M LED LINE | ILP | PRO INT | Æ |  | PRO 0681 | . | ANO | IP20 | LED Technology | 3000K | 90 | . | .
23372 9215 B | M20/M26H - PUNK 39 92724 DIM5 B | 450.05 | . | PR SPLITLINE | SPLITLINE M PUNK | ILP | PRO INT | . |  | PRO 0690 | 5414823304040 | B | IP20 | LED Technology | 2700K | 90 | 24 | .
471 151 811 921 MDL B | M20/M26H - PUNK 39 92724 MDL B | 436.98 | . | PR SPLITLINE | SPLITLINE M PUNK | ILP | PRO INT | . |  | PRO 0690 | 5414823283093 | B | IP20 | LED Technology | 2700K | 90 | 24 | .
23372 9315 B | M20/M26H - PUNK 39 93024 DIM5 B | 450.05 | . | PR SPLITLINE | SPLITLINE M PUNK | ILP | PRO INT | . |  | PRO 0690 | 5414823304057 | B | IP20 | LED Technology | 3000K | 90 | 24 | .
471 151 811 931 MDL B | M20/M26H - PUNK 39 93024 MDL B | 436.98 | . | PR SPLITLINE | SPLITLINE M PUNK | ILP | PRO INT | . |  | PRO 0690 | 5414823283109 | B | IP20 | LED Technology | 3000K | 90 | 24 | .
23245 9215 B | M26L/M35R - PUNK 39 92724 DIM5 B | 450.05 | . | PR SPLITLINE | SPLITLINE M PUNK | ILP | PRO INT | Æ |  | PRO 0690 | 5414823317149 | B | IP20 | LED Technology | 2700K | 90 | 24 | .
23244 9210 B | M26L/M35R - PUNK 39 92724 MDL B | 436.98 | . | PR SPLITLINE | SPLITLINE M PUNK | ILP | PRO INT | Æ |  | PRO 0690 | 5414823317125 | B | IP20 | LED Technology | 2700K | 90 | 24 | .
23245 9315 B | M26L/M35R - PUNK 39 93024 DIM5 B | 450.05 | . | PR SPLITLINE | SPLITLINE M PUNK | ILP | PRO INT | Æ |  | PRO 0690 | 5414823317156 | B | IP20 | LED Technology | 3000K | 90 | 24 | .
23244 9310 B | M26L/M35R - PUNK 39 93024 MDL B | 436.98 | . | PR SPLITLINE | SPLITLINE M PUNK | ILP | PRO INT | Æ |  | PRO 0690 | 5414823317132 | B | IP20 | LED Technology | 3000K | 90 | 24 | .
23353 9215 B | M - MICROSPY 39 C 92724 DIM5 B | 396.17 | . | PR SPLITLINE | SPLITLINE M SPY | ILP | PRO INT | . |  | PRO 0693 | 5414823303548 | B | IP20 | LED Technology | 2700K | 90 | 33 | .
23353 9215 W | M - MICROSPY 39 C 92724 DIM5 W | 396.17 | . | PR SPLITLINE | SPLITLINE M SPY | ILP | PRO INT | . |  | PRO 0693 | 5414823303555 | W | IP20 | LED Technology | 2700K | 90 | 33 | .
421 612 811 921 MDL B | M - MICROSPY 39 C 92724 MDL B | 383.1 | . | PR SPLITLINE | SPLITLINE M SPY | ILP | PRO INT | . |  | PRO 0693 | 5414823254888 | B | IP20 | LED Technology | 2700K | 90 | 33 | .
421 612 811 921 MDL W | M - MICROSPY 39 C 92724 MDL W | 383.1 | . | PR SPLITLINE | SPLITLINE M SPY | ILP | PRO INT | . |  | PRO 0693 | 5414823254895 | W | IP20 | LED Technology | 2700K | 90 | 33 | .
23353 9315 B | M - MICROSPY 39 C 93024 DIM5 B | 396.17 | . | PR SPLITLINE | SPLITLINE M SPY | ILP | PRO INT | . |  | PRO 0693 | 5414823303562 | B | IP20 | LED Technology | 3000K | 90 | 33 | .
23353 9315 W | M - MICROSPY 39 C 93024 DIM5 W | 396.17 | . | PR SPLITLINE | SPLITLINE M SPY | ILP | PRO INT | . |  | PRO 0693 | 5414823303579 | W | IP20 | LED Technology | 3000K | 90 | 33 | .
421 612 811 931 MDL B | M - MICROSPY 39 C 93024 MDL B | 383.1 | . | PR SPLITLINE | SPLITLINE M SPY | ILP | PRO INT | . |  | PRO 0693 | 5414823254901 | B | IP20 | LED Technology | 3000K | 90 | 33 | .
421 612 811 931 MDL W | M - MICROSPY 39 C 93024 MDL W | 383.1 | . | PR SPLITLINE | SPLITLINE M SPY | ILP | PRO INT | . |  | PRO 0693 | 5414823254918 | W | IP20 | LED Technology | 3000K | 90 | 33 | .
23333 9215 B | M20/M26H - MICROSPY 271 92724 DIM5 B | 300.87 | . | PR SPLITLINE | SPLITLINE M SPY | ILP | PRO INT | . |  | PRO 0687 | 5414823302732 | B | IP20 | LED Technology | 2700K | 90 | 24 | .
23333 9215 W | M20/M26H - MICROSPY 271 92724 DIM5 W | 300.87 | . | PR SPLITLINE | SPLITLINE M SPY | ILP | PRO INT | . |  | PRO 0687 | 5414823302749 | W | IP20 | LED Technology | 2700K | 90 | 24 | .
421 112 811 921 MDL B | M20/M26H - MICROSPY 271 92724 MDL B | 287.8 | . | PR SPLITLINE | SPLITLINE M SPY | ILP | PRO INT | . |  | PRO 0687 | 5414823254031 | B | IP20 | LED Technology | 2700K | 90 | 24 | .
421 112 811 921 MDL W | M20/M26H - MICROSPY 271 92724 MDL W | 287.8 | . | PR SPLITLINE | SPLITLINE M SPY | ILP | PRO INT | . |  | PRO 0687 | 5414823254048 | W | IP20 | LED Technology | 2700K | 90 | 24 | .
23333 9315 B | M20/M26H - MICROSPY 271 93024 DIM5 B | 300.87 | . | PR SPLITLINE | SPLITLINE M SPY | ILP | PRO INT | . |  | PRO 0687 | 5414823302756 | B | IP20 | LED Technology | 3000K | 90 | 24 | .
23333 9315 W | M20/M26H - MICROSPY 271 93024 DIM5 W | 300.87 | . | PR SPLITLINE | SPLITLINE M SPY | ILP | PRO INT | . |  | PRO 0687 | 5414823302763 | W | IP20 | LED Technology | 3000K | 90 | 24 | .
421 112 811 931 MDL B | M20/M26H - MICROSPY 271 93024 MDL B | 287.8 | . | PR SPLITLINE | SPLITLINE M SPY | ILP | PRO INT | . |  | PRO 0687 | 5414823254055 | B | IP20 | LED Technology | 3000K | 90 | 24 | .
421 112 811 931 MDL W | M20/M26H - MICROSPY 271 93024 MDL W | 287.8 | . | PR SPLITLINE | SPLITLINE M SPY | ILP | PRO INT | . |  | PRO 0687 | 5414823254062 | W | IP20 | LED Technology | 3000K | 90 | 24 | .
23334 9215 B | M20/M26H - MICROSPY 272 92724 DIM5 B | 465.19 | . | PR SPLITLINE | SPLITLINE M SPY | ILP | PRO INT | . |  | PRO 0687 | 5414823302770 | B | IP20 | LED Technology | 2700K | 90 | 24 | .
23334 9215 W | M20/M26H - MICROSPY 272 92724 DIM5 W | 465.19 | . | PR SPLITLINE | SPLITLINE M SPY | ILP | PRO INT | . |  | PRO 0687 | 5414823302787 | W | IP20 | LED Technology | 2700K | 90 | 24 | .
421 112 812 921 MDL B | M20/M26H - MICROSPY 272 92724 MDL B | 452.12 | . | PR SPLITLINE | SPLITLINE M SPY | ILP | PRO INT | . |  | PRO 0687 | 5414823254079 | B | IP20 | LED Technology | 2700K | 90 | 24 | .
421 112 812 921 MDL W | M20/M26H - MICROSPY 272 92724 MDL W | 452.12 | . | PR SPLITLINE | SPLITLINE M SPY | ILP | PRO INT | . |  | PRO 0687 | 5414823254086 | W | IP20 | LED Technology | 2700K | 90 | 24 | .
23334 9315 B | M20/M26H - MICROSPY 272 93024 DIM5 B | 465.19 | . | PR SPLITLINE | SPLITLINE M SPY | ILP | PRO INT | . |  | PRO 0687 | 5414823302794 | B | IP20 | LED Technology | 3000K | 90 | 24 | .
23334 9315 W | M20/M26H - MICROSPY 272 93024 DIM5 W | 465.19 | . | PR SPLITLINE | SPLITLINE M SPY | ILP | PRO INT | . |  | PRO 0687 | 5414823302800 | W | IP20 | LED Technology | 3000K | 90 | 24 | .
421 112 812 931 MDL B | M20/M26H - MICROSPY 272 93024 MDL B | 452.12 | . | PR SPLITLINE | SPLITLINE M SPY | ILP | PRO INT | . |  | PRO 0687 | 5414823254093 | B | IP20 | LED Technology | 3000K | 90 | 24 | .
421 112 812 931 MDL W | M20/M26H - MICROSPY 272 93024 MDL W | 452.12 | . | PR SPLITLINE | SPLITLINE M SPY | ILP | PRO INT | . |  | PRO 0687 | 5414823254109 | W | IP20 | LED Technology | 3000K | 90 | 24 | .
23335 9215 B | M20/M26H - MICROSPY 391 92724 DIM5 B | 309.19 | . | PR SPLITLINE | SPLITLINE M SPY | ILP | PRO INT | . |  | PRO 0687 | 5414823302817 | B | IP20 | LED Technology | 2700K | 90 | 24 | .
23335 9215 W | M20/M26H - MICROSPY 391 92724 DIM5 W | 309.19 | . | PR SPLITLINE | SPLITLINE M SPY | ILP | PRO INT | . |  | PRO 0687 | 5414823302824 | W | IP20 | LED Technology | 2700K | 90 | 24 | .
421 122 811 921 MDL B | M20/M26H - MICROSPY 391 92724 MDL B | 296.12 | . | PR SPLITLINE | SPLITLINE M SPY | ILP | PRO INT | . |  | PRO 0687 | 5414823254116 | B | IP20 | LED Technology | 2700K | 90 | 24 | .
421 122 811 921 MDL W | M20/M26H - MICROSPY 391 92724 MDL W | 296.12 | . | PR SPLITLINE | SPLITLINE M SPY | ILP | PRO INT | . |  | PRO 0687 | 5414823254123 | W | IP20 | LED Technology | 2700K | 90 | 24 | .
23335 9315 B | M20/M26H - MICROSPY 391 93024 DIM5 B | 309.19 | . | PR SPLITLINE | SPLITLINE M SPY | ILP | PRO INT | . |  | PRO 0687 | 5414823302831 | B | IP20 | LED Technology | 3000K | 90 | 24 | .
23335 9315 W | M20/M26H - MICROSPY 391 93024 DIM5 W | 309.19 | . | PR SPLITLINE | SPLITLINE M SPY | ILP | PRO INT | . |  | PRO 0687 | 5414823302848 | W | IP20 | LED Technology | 3000K | 90 | 24 | .
421 122 811 931 MDL B | M20/M26H - MICROSPY 391 93024 MDL B | 296.12 | . | PR SPLITLINE | SPLITLINE M SPY | ILP | PRO INT | . |  | PRO 0687 | 5414823254130 | B | IP20 | LED Technology | 3000K | 90 | 24 | .
421 122 811 931 MDL W | M20/M26H - MICROSPY 391 93024 MDL W | 296.12 | . | PR SPLITLINE | SPLITLINE M SPY | ILP | PRO INT | . |  | PRO 0687 | 5414823254147 | W | IP20 | LED Technology | 3000K | 90 | 24 | .
23336 9215 B | M20/M26H - MICROSPY 392 92724 DIM5 B | 521.65 | . | PR SPLITLINE | SPLITLINE M SPY | ILP | PRO INT | . |  | PRO 0688 | 5414823302855 | B | IP20 | LED Technology | 2700K | 90 | 24 | .
23336 9215 W | M20/M26H - MICROSPY 392 92724 DIM5 W | 521.65 | . | PR SPLITLINE | SPLITLINE M SPY | ILP | PRO INT | . |  | PRO 0688 | 5414823302862 | W | IP20 | LED Technology | 2700K | 90 | 24 | .
421 122 812 921 MDL B | M20/M26H - MICROSPY 392 92724 MDL B | 508.57 | . | PR SPLITLINE | SPLITLINE M SPY | ILP | PRO INT | . |  | PRO 0688 | 5414823254154 | B | IP20 | LED Technology | 2700K | 90 | 24 | .
421 122 812 921 MDL W | M20/M26H - MICROSPY 392 92724 MDL W | 508.57 | . | PR SPLITLINE | SPLITLINE M SPY | ILP | PRO INT | . |  | PRO 0688 | 5414823254161 | W | IP20 | LED Technology | 2700K | 90 | 24 | .
23336 9315 B | M20/M26H - MICROSPY 392 93024 DIM5 B | 521.65 | . | PR SPLITLINE | SPLITLINE M SPY | ILP | PRO INT | . |  | PRO 0688 | 5414823302879 | B | IP20 | LED Technology | 3000K | 90 | 24 | .
23336 9315 W | M20/M26H - MICROSPY 392 93024 DIM5 W | 521.65 | . | PR SPLITLINE | SPLITLINE M SPY | ILP | PRO INT | . |  | PRO 0688 | 5414823302886 | W | IP20 | LED Technology | 3000K | 90 | 24 | .
421 122 812 931 MDL B | M20/M26H - MICROSPY 392 93024 MDL B | 508.57 | . | PR SPLITLINE | SPLITLINE M SPY | ILP | PRO INT | . |  | PRO 0688 | 5414823254178 | B | IP20 | LED Technology | 3000K | 90 | 24 | .
421 122 812 931 MDL W | M20/M26H - MICROSPY 392 93024 MDL W | 508.57 | . | PR SPLITLINE | SPLITLINE M SPY | ILP | PRO INT | . |  | PRO 0688 | 5414823254185 | W | IP20 | LED Technology | 3000K | 90 | 24 | .
23338 8225 B | M20/M26H - MIDISPY 82720 DIM5 B | 329.68 | . | PR SPLITLINE | SPLITLINE M SPY | ILP | PRO INT | . |  | PRO 0688 | 5414823302978 | B | IP20 | LED Technology | 2700K | 80 | 20 | .
23338 8225 FBR | M20/M26H - MIDISPY 82720 DIM5 FBR | 378.47 | . | PR SPLITLINE | SPLITLINE M SPY | ILP | PRO INT | . |  | PRO 0688 | 5414823302985 | FBR | IP20 | LED Technology | 2700K | 80 | 20 | .
23338 8225 FG | M20/M26H - MIDISPY 82720 DIM5 FG | 378.47 | . | PR SPLITLINE | SPLITLINE M SPY | ILP | PRO INT | . |  | PRO 0688 | 5414823302992 | FG | IP20 | LED Technology | 2700K | 80 | 20 | .
23338 8225 W | M20/M26H - MIDISPY 82720 DIM5 W | 329.68 | . | PR SPLITLINE | SPLITLINE M SPY | ILP | PRO INT | . |  | PRO 0688 | 5414823303005 | W | IP20 | LED Technology | 2700K | 80 | 20 | .
421 132 272 822 MDL B | M20/M26H - MIDISPY 82720 MDL B | 316.6 | . | PR SPLITLINE | SPLITLINE M SPY | ILP | PRO INT | . |  | PRO 0688 | 5414823254239 | B | IP20 | LED Technology | 2700K | 80 | 20 | .
421 132 272 822 MDL FBR | M20/M26H - MIDISPY 82720 MDL FBR | 365.39 | . | PR SPLITLINE | SPLITLINE M SPY | ILP | PRO INT | . |  | PRO 0688 | 5414823279492 | FBR | IP20 | LED Technology | 2700K | 80 | 20 | .
421 132 272 822 MDL FG | M20/M26H - MIDISPY 82720 MDL FG | 365.39 | . | PR SPLITLINE | SPLITLINE M SPY | ILP | PRO INT | . |  | PRO 0688 | 5414823279508 | FG | IP20 | LED Technology | 2700K | 80 | 20 | .
421 132 272 822 MDL W | M20/M26H - MIDISPY 82720 MDL W | 316.6 | . | PR SPLITLINE | SPLITLINE M SPY | ILP | PRO INT | . |  | PRO 0688 | 5414823254246 | W | IP20 | LED Technology | 2700K | 80 | 20 | .
23338 8325 B | M20/M26H - MIDISPY 83020 DIM5 B | 329.68 | . | PR SPLITLINE | SPLITLINE M SPY | ILP | PRO INT | . |  | PRO 0688 | 5414823303012 | B | IP20 | LED Technology | 3000K | 80 | 20 | .
23338 8325 FBR | M20/M26H - MIDISPY 83020 DIM5 FBR | 378.47 | . | PR SPLITLINE | SPLITLINE M SPY | ILP | PRO INT | . |  | PRO 0688 | 5414823303029 | FBR | IP20 | LED Technology | 3000K | 80 | 20 | .
23338 8325 FG | M20/M26H - MIDISPY 83020 DIM5 FG | 378.47 | . | PR SPLITLINE | SPLITLINE M SPY | ILP | PRO INT | . |  | PRO 0688 | 5414823303036 | FG | IP20 | LED Technology | 3000K | 80 | 20 | .
23338 8325 W | M20/M26H - MIDISPY 83020 DIM5 W | 329.68 | . | PR SPLITLINE | SPLITLINE M SPY | ILP | PRO INT | . |  | PRO 0688 | 5414823303043 | W | IP20 | LED Technology | 3000K | 80 | 20 | .
421 132 272 832 MDL B | M20/M26H - MIDISPY 83020 MDL B | 316.6 | . | PR SPLITLINE | SPLITLINE M SPY | ILP | PRO INT | . |  | PRO 0688 | 5414823254253 | B | IP20 | LED Technology | 3000K | 80 | 20 | .
421 132 272 832 MDL FBR | M20/M26H - MIDISPY 83020 MDL FBR | 365.39 | . | PR SPLITLINE | SPLITLINE M SPY | ILP | PRO INT | . |  | PRO 0688 | 5414823279515 | FBR | IP20 | LED Technology | 3000K | 80 | 20 | .
421 132 272 832 MDL FG | M20/M26H - MIDISPY 83020 MDL FG | 365.39 | . | PR SPLITLINE | SPLITLINE M SPY | ILP | PRO INT | . |  | PRO 0688 | 5414823279522 | FG | IP20 | LED Technology | 3000K | 80 | 20 | .
421 132 272 832 MDL W | M20/M26H - MIDISPY 83020 MDL W | 316.6 | . | PR SPLITLINE | SPLITLINE M SPY | ILP | PRO INT | . |  | PRO 0688 | 5414823254260 | W | IP20 | LED Technology | 3000K | 80 | 20 | .
23337 9235 B | M20/M26H - MIDISPY 92740 DIM5 B | 316.39 | . | PR SPLITLINE | SPLITLINE M SPY | ILP | PRO INT | . |  | PRO 0688 | 5414823302893 | B | IP20 | LED Technology | 2700K | 90 | 40 | .
23337 9235 FBR | M20/M26H - MIDISPY 92740 DIM5 FBR | 365.18 | . | PR SPLITLINE | SPLITLINE M SPY | ILP | PRO INT | . |  | PRO 0688 | 5414823302909 | FBR | IP20 | LED Technology | 2700K | 90 | 40 | .
23337 9235 FG | M20/M26H - MIDISPY 92740 DIM5 FG | 365.18 | . | PR SPLITLINE | SPLITLINE M SPY | ILP | PRO INT | . |  | PRO 0688 | 5414823302916 | FG | IP20 | LED Technology | 2700K | 90 | 40 | .
23337 9235 W | M20/M26H - MIDISPY 92740 DIM5 W | 316.39 | . | PR SPLITLINE | SPLITLINE M SPY | ILP | PRO INT | . |  | PRO 0688 | 5414823302923 | W | IP20 | LED Technology | 2700K | 90 | 40 | .
421 132 271 923 MDL B | M20/M26H - MIDISPY 92740 MDL B | 303.31 | . | PR SPLITLINE | SPLITLINE M SPY | ILP | PRO INT | . |  | PRO 0688 | 5414823254192 | B | IP20 | LED Technology | 2700K | 90 | 40 | .
421 132 271 923 MDL FBR | M20/M26H - MIDISPY 92740 MDL FBR | 352.1 | . | PR SPLITLINE | SPLITLINE M SPY | ILP | PRO INT | . |  | PRO 0688 | 5414823279454 | FBR | IP20 | LED Technology | 2700K | 90 | 40 | .
421 132 271 923 MDL FG | M20/M26H - MIDISPY 92740 MDL FG | 352.1 | . | PR SPLITLINE | SPLITLINE M SPY | ILP | PRO INT | . |  | PRO 0688 | 5414823279461 | FG | IP20 | LED Technology | 2700K | 90 | 40 | .
421 132 271 923 MDL W | M20/M26H - MIDISPY 92740 MDL W | 303.31 | . | PR SPLITLINE | SPLITLINE M SPY | ILP | PRO INT | . |  | PRO 0688 | 5414823254208 | W | IP20 | LED Technology | 2700K | 90 | 40 | .
23337 9335 B | M20/M26H - MIDISPY 93040 DIM5 B | 316.39 | . | PR SPLITLINE | SPLITLINE M SPY | ILP | PRO INT | . |  | PRO 0688 | 5414823302930 | B | IP20 | LED Technology | 3000K | 90 | 40 | .
23337 9335 FBR | M20/M26H - MIDISPY 93040 DIM5 FBR | 365.18 | . | PR SPLITLINE | SPLITLINE M SPY | ILP | PRO INT | . |  | PRO 0688 | 5414823302947 | FBR | IP20 | LED Technology | 3000K | 90 | 40 | .
23337 9335 FG | M20/M26H - MIDISPY 93040 DIM5 FG | 365.18 | . | PR SPLITLINE | SPLITLINE M SPY | ILP | PRO INT | . |  | PRO 0688 | 5414823302954 | FG | IP20 | LED Technology | 3000K | 90 | 40 | .
23337 9335 W | M20/M26H - MIDISPY 93040 DIM5 W | 316.39 | . | PR SPLITLINE | SPLITLINE M SPY | ILP | PRO INT | . |  | PRO 0688 | 5414823302961 | W | IP20 | LED Technology | 3000K | 90 | 40 | .
421 132 271 933 MDL B | M20/M26H - MIDISPY 93040 MDL B | 303.31 | . | PR SPLITLINE | SPLITLINE M SPY | ILP | PRO INT | . |  | PRO 0688 | 5414823254215 | B | IP20 | LED Technology | 3000K | 90 | 40 | .
421 132 271 933 MDL FBR | M20/M26H - MIDISPY 93040 MDL FBR | 352.1 | . | PR SPLITLINE | SPLITLINE M SPY | ILP | PRO INT | . |  | PRO 0688 | 5414823279478 | FBR | IP20 | LED Technology | 3000K | 90 | 40 | .
421 132 271 933 MDL FG | M20/M26H - MIDISPY 93040 MDL FG | 352.1 | . | PR SPLITLINE | SPLITLINE M SPY | ILP | PRO INT | . |  | PRO 0688 | 5414823279485 | FG | IP20 | LED Technology | 3000K | 90 | 40 | .
421 132 271 933 MDL W | M20/M26H - MIDISPY 93040 MDL W | 303.31 | . | PR SPLITLINE | SPLITLINE M SPY | ILP | PRO INT | . |  | PRO 0688 | 5414823254222 | W | IP20 | LED Technology | 3000K | 90 | 40 | .
23341 9215 B | M20/M26H - SPY 92718 DIM5 B | 333.69 | . | PR SPLITLINE | SPLITLINE M SPY | ILP | PRO INT | . |  | PRO 0688 | 5414823303159 | B | IP20 | LED Technology | 2700K | 90 | 18 | .
23341 9215 FBR | M20/M26H - SPY 92718 DIM5 FBR | 382.48 | . | PR SPLITLINE | SPLITLINE M SPY | ILP | PRO INT | . |  | PRO 0688 | 5414823303166 | FBR | IP20 | LED Technology | 2700K | 90 | 18 | .
23341 9215 FG | M20/M26H - SPY 92718 DIM5 FG | 382.48 | . | PR SPLITLINE | SPLITLINE M SPY | ILP | PRO INT | . |  | PRO 0688 | 5414823303173 | FG | IP20 | LED Technology | 2700K | 90 | 18 | .
23341 9215 W | M20/M26H - SPY 92718 DIM5 W | 333.69 | . | PR SPLITLINE | SPLITLINE M SPY | ILP | PRO INT | . |  | PRO 0688 | 5414823303180 | W | IP20 | LED Technology | 2700K | 90 | 18 | .
421 142 811 921 MDL B | M20/M26H - SPY 92718 MDL B | 320.61 | . | PR SPLITLINE | SPLITLINE M SPY | ILP | PRO INT | . |  | PRO 0688 | 5414823254390 | B | IP20 | LED Technology | 2700K | 90 | 18 | .
421 142 811 921 MDL FBR | M20/M26H - SPY 92718 MDL FBR | 369.4 | . | PR SPLITLINE | SPLITLINE M SPY | ILP | PRO INT | . |  | PRO 0688 | 5414823279676 | FBR | IP20 | LED Technology | 2700K | 90 | 18 | .
421 142 811 921 MDL FG | M20/M26H - SPY 92718 MDL FG | 369.4 | . | PR SPLITLINE | SPLITLINE M SPY | ILP | PRO INT | . |  | PRO 0688 | 5414823279683 | FG | IP20 | LED Technology | 2700K | 90 | 18 | .
421 142 811 921 MDL W | M20/M26H - SPY 92718 MDL W | 320.61 | . | PR SPLITLINE | SPLITLINE M SPY | ILP | PRO INT | . |  | PRO 0688 | 5414823254406 | W | IP20 | LED Technology | 2700K | 90 | 18 | .
23341 9225 B | M20/M26H - SPY 92733 DIM5 B | 333.69 | . | PR SPLITLINE | SPLITLINE M SPY | ILP | PRO INT | . |  | PRO 0688 | 5414823303197 | B | IP20 | LED Technology | 2700K | 90 | 33 | .
23341 9225 FBR | M20/M26H - SPY 92733 DIM5 FBR | 382.48 | . | PR SPLITLINE | SPLITLINE M SPY | ILP | PRO INT | . |  | PRO 0688 | 5414823303203 | FBR | IP20 | LED Technology | 2700K | 90 | 33 | .
23341 9225 FG | M20/M26H - SPY 92733 DIM5 FG | 382.48 | . | PR SPLITLINE | SPLITLINE M SPY | ILP | PRO INT | . |  | PRO 0688 | 5414823303210 | FG | IP20 | LED Technology | 2700K | 90 | 33 | .
23341 9225 W | M20/M26H - SPY 92733 DIM5 W | 333.69 | . | PR SPLITLINE | SPLITLINE M SPY | ILP | PRO INT | . |  | PRO 0688 | 5414823303227 | W | IP20 | LED Technology | 2700K | 90 | 33 | .
421 142 811 922 MDL B | M20/M26H - SPY 92733 MDL B | 320.61 | . | PR SPLITLINE | SPLITLINE M SPY | ILP | PRO INT | . |  | PRO 0688 | 5414823254413 | B | IP20 | LED Technology | 2700K | 90 | 33 | .
421 142 811 922 MDL FBR | M20/M26H - SPY 92733 MDL FBR | 369.4 | . | PR SPLITLINE | SPLITLINE M SPY | ILP | PRO INT | . |  | PRO 0688 | 5414823279690 | FBR | IP20 | LED Technology | 2700K | 90 | 33 | .
421 142 811 922 MDL FG | M20/M26H - SPY 92733 MDL FG | 369.4 | . | PR SPLITLINE | SPLITLINE M SPY | ILP | PRO INT | . |  | PRO 0688 | 5414823279706 | FG | IP20 | LED Technology | 2700K | 90 | 33 | .
421 142 811 922 MDL W | M20/M26H - SPY 92733 MDL W | 320.61 | . | PR SPLITLINE | SPLITLINE M SPY | ILP | PRO INT | . |  | PRO 0688 | 5414823254420 | W | IP20 | LED Technology | 2700K | 90 | 33 | .
23341 9315 B | M20/M26H - SPY 93018 DIM5 B | 333.69 | . | PR SPLITLINE | SPLITLINE M SPY | ILP | PRO INT | . |  | PRO 0688 | 5414823303234 | B | IP20 | LED Technology | 3000K | 90 | 18 | .
23341 9315 FBR | M20/M26H - SPY 93018 DIM5 FBR | 382.48 | . | PR SPLITLINE | SPLITLINE M SPY | ILP | PRO INT | . |  | PRO 0688 | 5414823303241 | FBR | IP20 | LED Technology | 3000K | 90 | 18 | .
23341 9315 FG | M20/M26H - SPY 93018 DIM5 FG | 382.48 | . | PR SPLITLINE | SPLITLINE M SPY | ILP | PRO INT | . |  | PRO 0688 | 5414823303258 | FG | IP20 | LED Technology | 3000K | 90 | 18 | .
23341 9315 W | M20/M26H - SPY 93018 DIM5 W | 333.69 | . | PR SPLITLINE | SPLITLINE M SPY | ILP | PRO INT | . |  | PRO 0688 | 5414823303265 | W | IP20 | LED Technology | 3000K | 90 | 18 | .
421 142 811 931 MDL B | M20/M26H - SPY 93018 MDL B | 320.61 | . | PR SPLITLINE | SPLITLINE M SPY | ILP | PRO INT | . |  | PRO 0688 | 5414823254437 | B | IP20 | LED Technology | 3000K | 90 | 18 | .
421 142 811 931 MDL FBR | M20/M26H - SPY 93018 MDL FBR | 369.4 | . | PR SPLITLINE | SPLITLINE M SPY | ILP | PRO INT | . |  | PRO 0688 | 5414823279713 | FBR | IP20 | LED Technology | 3000K | 90 | 18 | .
421 142 811 931 MDL FG | M20/M26H - SPY 93018 MDL FG | 369.4 | . | PR SPLITLINE | SPLITLINE M SPY | ILP | PRO INT | . |  | PRO 0688 | 5414823279720 | FG | IP20 | LED Technology | 3000K | 90 | 18 | .
421 142 811 931 MDL W | M20/M26H - SPY 93018 MDL W | 320.61 | . | PR SPLITLINE | SPLITLINE M SPY | ILP | PRO INT | . |  | PRO 0688 | 5414823254444 | W | IP20 | LED Technology | 3000K | 90 | 18 | .
23341 9325 B | M20/M26H - SPY 93033 DIM5 B | 333.69 | . | PR SPLITLINE | SPLITLINE M SPY | ILP | PRO INT | . |  | PRO 0688 | 5414823303272 | B | IP20 | LED Technology | 3000K | 90 | 33 | .
23341 9325 FBR | M20/M26H - SPY 93033 DIM5 FBR | 382.48 | . | PR SPLITLINE | SPLITLINE M SPY | ILP | PRO INT | . |  | PRO 0688 | 5414823303289 | FBR | IP20 | LED Technology | 3000K | 90 | 33 | .
23341 9325 FG | M20/M26H - SPY 93033 DIM5 FG | 382.48 | . | PR SPLITLINE | SPLITLINE M SPY | ILP | PRO INT | . |  | PRO 0688 | 5414823303296 | FG | IP20 | LED Technology | 3000K | 90 | 33 | .
23341 9325 W | M20/M26H - SPY 93033 DIM5 W | 333.69 | . | PR SPLITLINE | SPLITLINE M SPY | ILP | PRO INT | . |  | PRO 0688 | 5414823303302 | W | IP20 | LED Technology | 3000K | 90 | 33 | .
421 142 811 932 MDL B | M20/M26H - SPY 93033 MDL B | 320.61 | . | PR SPLITLINE | SPLITLINE M SPY | ILP | PRO INT | . |  | PRO 0688 | 5414823254451 | B | IP20 | LED Technology | 3000K | 90 | 33 | .
421 142 811 932 MDL FBR | M20/M26H - SPY 93033 MDL FBR | 369.4 | . | PR SPLITLINE | SPLITLINE M SPY | ILP | PRO INT | . |  | PRO 0688 | 5414823279737 | FBR | IP20 | LED Technology | 3000K | 90 | 33 | .
421 142 811 932 MDL FG | M20/M26H - SPY 93033 MDL FG | 369.4 | . | PR SPLITLINE | SPLITLINE M SPY | ILP | PRO INT | . |  | PRO 0688 | 5414823279744 | FG | IP20 | LED Technology | 3000K | 90 | 33 | .
421 142 811 932 MDL W | M20/M26H - SPY 93033 MDL W | 320.61 | . | PR SPLITLINE | SPLITLINE M SPY | ILP | PRO INT | . |  | PRO 0688 | 5414823254468 | W | IP20 | LED Technology | 3000K | 90 | 33 | .
23339 9025 B | M20/M26H - SPY 9-SOFT DIM5 B | 397.04 | . | PR SPLITLINE | SPLITLINE M SPY | ILP | PRO INT | . |  | PRO 0688 | 5414823303050 | B | IP20 | LED Technology | 2700-1800 | 90 | 40 | .
23339 9025 W | M20/M26H - SPY 9-SOFT DIM5 W | 397.04 | . | PR SPLITLINE | SPLITLINE M SPY | ILP | PRO INT | . |  | PRO 0688 | 5414823303067 | W | IP20 | LED Technology | 2700-1800 | 90 | 40 | .
421 142 1902 MDL B | M20/M26H - SPY 9-SOFT MDL B | 383.95 | . | PR SPLITLINE | SPLITLINE M SPY | ILP | PRO INT | . |  | PRO 0688 | 5414823279614 | B | IP20 | LED Technology | 2700-1800 | 90 | 40 | .
421 142 1902 MDL W | M20/M26H - SPY 9-SOFT MDL W | 383.95 | . | PR SPLITLINE | SPLITLINE M SPY | ILP | PRO INT | . |  | PRO 0688 | 5414823279621 | W | IP20 | LED Technology | 2700-1800 | 90 | 40 | .
23379 9205 B | M20/M26H - SPY FOCUS LP 927 DIM5 B | 514.68 | . | PR SPLITLINE | SPLITLINE M SPY | ILP | PRO INT | Æ |  | PRO 0689 | 5414823318740 | B | IP20 | LED Technology | 2700K | 90 | 1144 | .
23379 9205 FBR | M20/M26H - SPY FOCUS LP 927 DIM5 FBR | 563.47 | . | PR SPLITLINE | SPLITLINE M SPY | ILP | PRO INT | Æ |  | PRO 0689 | 5414823318757 | FBR | IP20 | LED Technology | 2700K | 90 | 1144 | .
23379 9205 FG | M20/M26H - SPY FOCUS LP 927 DIM5 FG | 563.47 | . | PR SPLITLINE | SPLITLINE M SPY | ILP | PRO INT | Æ |  | PRO 0689 | 5414823318764 | FG | IP20 | LED Technology | 2700K | 90 | 1144 | .
23379 9205 W | M20/M26H - SPY FOCUS LP 927 DIM5 W | 514.68 | . | PR SPLITLINE | SPLITLINE M SPY | ILP | PRO INT | Æ |  | PRO 0689 | 5414823318771 | W | IP20 | LED Technology | 2700K | 90 | 1144 | .
23378 9200 B | M20/M26H - SPY FOCUS LP 927 MDL B | 501.6 | . | PR SPLITLINE | SPLITLINE M SPY | ILP | PRO INT | Æ |  | PRO 0689 | 5414823318665 | B | IP20 | LED Technology | 2700K | 90 | 1144 | 421 152 811 92 MDL B
23378 9200 FBR | M20/M26H - SPY FOCUS LP 927 MDL FBR | 550.39 | . | PR SPLITLINE | SPLITLINE M SPY | ILP | PRO INT | Æ |  | PRO 0689 | 5414823318672 | FBR | IP20 | LED Technology | 2700K | 90 | 1144 | 421 152 811 92 MDL FBR
23378 9200 FG | M20/M26H - SPY FOCUS LP 927 MDL FG | 550.39 | . | PR SPLITLINE | SPLITLINE M SPY | ILP | PRO INT | Æ |  | PRO 0689 | 5414823318689 | FG | IP20 | LED Technology | 2700K | 90 | 1144 | 421 152 811 92 MDL FG
23378 9200 W | M20/M26H - SPY FOCUS LP 927 MDL W | 501.6 | . | PR SPLITLINE | SPLITLINE M SPY | ILP | PRO INT | Æ |  | PRO 0689 | 5414823318696 | W | IP20 | LED Technology | 2700K | 90 | 1144 | 421 152 811 92 MDL W
23379 9305 B | M20/M26H - SPY FOCUS LP 930 DIM5 B | 514.68 | . | PR SPLITLINE | SPLITLINE M SPY | ILP | PRO INT | Æ |  | PRO 0689 | 5414823318788 | B | IP20 | LED Technology | 3000K | 90 | 1144 | .
23379 9305 FBR | M20/M26H - SPY FOCUS LP 930 DIM5 FBR | 563.47 | . | PR SPLITLINE | SPLITLINE M SPY | ILP | PRO INT | Æ |  | PRO 0689 | 5414823318795 | FBR | IP20 | LED Technology | 3000K | 90 | 1144 | .
23379 9305 FG | M20/M26H - SPY FOCUS LP 930 DIM5 FG | 563.47 | . | PR SPLITLINE | SPLITLINE M SPY | ILP | PRO INT | Æ |  | PRO 0689 | 5414823318801 | FG | IP20 | LED Technology | 3000K | 90 | 1144 | .
23379 9305 W | M20/M26H - SPY FOCUS LP 930 DIM5 W | 514.68 | . | PR SPLITLINE | SPLITLINE M SPY | ILP | PRO INT | Æ |  | PRO 0689 | 5414823318818 | W | IP20 | LED Technology | 3000K | 90 | 1144 | .
23378 9300 B | M20/M26H - SPY FOCUS LP 930 MDL B | 501.6 | . | PR SPLITLINE | SPLITLINE M SPY | ILP | PRO INT | Æ |  | PRO 0689 | 5414823318702 | B | IP20 | LED Technology | 3000K | 90 | 1144 | 421 152 811 93 MDL B
23378 9300 FBR | M20/M26H - SPY FOCUS LP 930 MDL FBR | 550.39 | . | PR SPLITLINE | SPLITLINE M SPY | ILP | PRO INT | Æ |  | PRO 0689 | 5414823318719 | FBR | IP20 | LED Technology | 3000K | 90 | 1144 | 421 152 811 93 MDL FBR
23378 9300 FG | M20/M26H - SPY FOCUS LP 930 MDL FG | 550.39 | . | PR SPLITLINE | SPLITLINE M SPY | ILP | PRO INT | Æ |  | PRO 0689 | 5414823318726 | FG | IP20 | LED Technology | 3000K | 90 | 1144 | 421 152 811 93 MDL FG
23378 9300 W | M20/M26H - SPY FOCUS LP 930 MDL W | 501.6 | . | PR SPLITLINE | SPLITLINE M SPY | ILP | PRO INT | Æ |  | PRO 0689 | 5414823318733 | W | IP20 | LED Technology | 3000K | 90 | 1144 | 421 152 811 93 MDL W
23373 9205 B | M20/M26H - SPY FOCUS MP 927 DIM5 B | 536.48 | . | PR SPLITLINE | SPLITLINE M SPY | ILP | PRO INT | Æ |  | PRO 0689 | 5414823308949 | B | IP20 | LED Technology | 2700K | 90 | 1144 | .
23373 9205 FBR | M20/M26H - SPY FOCUS MP 927 DIM5 FBR | 585.27 | . | PR SPLITLINE | SPLITLINE M SPY | ILP | PRO INT | Æ |  | PRO 0689 | 5414823318474 | FBR | IP20 | LED Technology | 2700K | 90 | 1144 | .
23373 9205 FG | M20/M26H - SPY FOCUS MP 927 DIM5 FG | 585.27 | . | PR SPLITLINE | SPLITLINE M SPY | ILP | PRO INT | Æ |  | PRO 0689 | 5414823318481 | FG | IP20 | LED Technology | 2700K | 90 | 1144 | .
23373 9205 W | M20/M26H - SPY FOCUS MP 927 DIM5 W | 536.48 | . | PR SPLITLINE | SPLITLINE M SPY | ILP | PRO INT | Æ |  | PRO 0689 | . | W | IP20 | LED Technology | 2700K | 90 | 1144 | .
23332 9200 B | M20/M26H - SPY FOCUS MP 927 MDL B | 523.4 | . | PR SPLITLINE | SPLITLINE M SPY | ILP | PRO INT | Æ |  | PRO 0689 | . | B | IP20 | LED Technology | 2700K | 90 | 1144 | .
23332 9200 FBR | M20/M26H - SPY FOCUS MP 927 MDL FBR | 572.19 | . | PR SPLITLINE | SPLITLINE M SPY | ILP | PRO INT | Æ |  | PRO 0689 | 5414823318221 | FBR | IP20 | LED Technology | 2700K | 90 | 1144 | .
23332 9200 FG | M20/M26H - SPY FOCUS MP 927 MDL FG | 572.19 | . | PR SPLITLINE | SPLITLINE M SPY | ILP | PRO INT | Æ |  | PRO 0689 | 5414823318238 | FG | IP20 | LED Technology | 2700K | 90 | 1144 | .
23332 9200 W | M20/M26H - SPY FOCUS MP 927 MDL W | 523.4 | . | PR SPLITLINE | SPLITLINE M SPY | ILP | PRO INT | Æ |  | PRO 0689 | 5414823309168 | W | IP20 | LED Technology | 2700K | 90 | 1144 | .
23373 9305 B | M20/M26H - SPY FOCUS MP 930 DIM5 B | 536.48 | . | PR SPLITLINE | SPLITLINE M SPY | ILP | PRO INT | Æ |  | PRO 0689 | . | B | IP20 | LED Technology | 3000K | 90 | 1144 | .
23373 9305 FBR | M20/M26H - SPY FOCUS MP 930 DIM5 FBR | 585.27 | . | PR SPLITLINE | SPLITLINE M SPY | ILP | PRO INT | Æ |  | PRO 0689 | 5414823318498 | FBR | IP20 | LED Technology | 3000K | 90 | 1144 | .
23373 9305 FG | M20/M26H - SPY FOCUS MP 930 DIM5 FG | 585.27 | . | PR SPLITLINE | SPLITLINE M SPY | ILP | PRO INT | Æ |  | PRO 0689 | 5414823318504 | FG | IP20 | LED Technology | 3000K | 90 | 1144 | .
23373 9305 W | M20/M26H - SPY FOCUS MP 930 DIM5 W | 536.48 | . | PR SPLITLINE | SPLITLINE M SPY | ILP | PRO INT | Æ |  | PRO 0689 | . | W | IP20 | LED Technology | 3000K | 90 | 1144 | .
23332 9300 B | M20/M26H - SPY FOCUS MP 930 MDL B | 523.4 | . | PR SPLITLINE | SPLITLINE M SPY | ILP | PRO INT | Æ |  | PRO 0689 | . | B | IP20 | LED Technology | 3000K | 90 | 1144 | .
23332 9300 FBR | M20/M26H - SPY FOCUS MP 930 MDL FBR | 572.19 | . | PR SPLITLINE | SPLITLINE M SPY | ILP | PRO INT | Æ |  | PRO 0689 | 5414823318245 | FBR | IP20 | LED Technology | 3000K | 90 | 1144 | .
23332 9300 FG | M20/M26H - SPY FOCUS MP 930 MDL FG | 572.19 | . | PR SPLITLINE | SPLITLINE M SPY | ILP | PRO INT | Æ |  | PRO 0689 | 5414823318252 | FG | IP20 | LED Technology | 3000K | 90 | 1144 | .
23332 9300 W | M20/M26H - SPY FOCUS MP 930 MDL W | 523.4 | . | PR SPLITLINE | SPLITLINE M SPY | ILP | PRO INT | Æ |  | PRO 0689 | . | W | IP20 | LED Technology | 3000K | 90 | 1144 | .
23340 9215 B | M20/M26H - SPY HP 92733 DIM5 B | 373.41 | . | PR SPLITLINE | SPLITLINE M SPY | ILP | PRO INT | . |  | PRO 0689 | 5414823303074 | B | IP20 | LED Technology | 2700K | 90 | 33 | .
23340 9215 FBR | M20/M26H - SPY HP 92733 DIM5 FBR | 422.2 | . | PR SPLITLINE | SPLITLINE M SPY | ILP | PRO INT | . |  | PRO 0689 | 5414823303081 | FBR | IP20 | LED Technology | 2700K | 90 | 33 | .
23340 9215 FG | M20/M26H - SPY HP 92733 DIM5 FG | 422.2 | . | PR SPLITLINE | SPLITLINE M SPY | ILP | PRO INT | . |  | PRO 0689 | 5414823303098 | FG | IP20 | LED Technology | 2700K | 90 | 33 | .
23340 9215 W | M20/M26H - SPY HP 92733 DIM5 W | 373.41 | . | PR SPLITLINE | SPLITLINE M SPY | ILP | PRO INT | . |  | PRO 0689 | 5414823303104 | W | IP20 | LED Technology | 2700K | 90 | 33 | .
421 142 21 921 MDL B | M20/M26H - SPY HP 92733 MDL B | 360.35 | . | PR SPLITLINE | SPLITLINE M SPY | ILP | PRO INT | . |  | PRO 0689 | 5414823254352 | B | IP20 | LED Technology | 2700K | 90 | 33 | .
421 142 21 921 MDL FBR | M20/M26H - SPY HP 92733 MDL FBR | 409.14 | . | PR SPLITLINE | SPLITLINE M SPY | ILP | PRO INT | . |  | PRO 0689 | 5414823279638 | FBR | IP20 | LED Technology | 2700K | 90 | 33 | .
421 142 21 921 MDL FG | M20/M26H - SPY HP 92733 MDL FG | 409.14 | . | PR SPLITLINE | SPLITLINE M SPY | ILP | PRO INT | . |  | PRO 0689 | 5414823279645 | FG | IP20 | LED Technology | 2700K | 90 | 33 | .
421 142 21 921 MDL W | M20/M26H - SPY HP 92733 MDL W | 360.35 | . | PR SPLITLINE | SPLITLINE M SPY | ILP | PRO INT | . |  | PRO 0689 | 5414823254369 | W | IP20 | LED Technology | 2700K | 90 | 33 | .
23340 9315 B | M20/M26H - SPY HP 93033 DIM5 B | 373.41 | . | PR SPLITLINE | SPLITLINE M SPY | ILP | PRO INT | . |  | PRO 0689 | 5414823303111 | B | IP20 | LED Technology | 3000K | 90 | 33 | .
23340 9315 FBR | M20/M26H - SPY HP 93033 DIM5 FBR | 422.2 | . | PR SPLITLINE | SPLITLINE M SPY | ILP | PRO INT | . |  | PRO 0689 | 5414823303128 | FBR | IP20 | LED Technology | 3000K | 90 | 33 | .
23340 9315 FG | M20/M26H - SPY HP 93033 DIM5 FG | 422.2 | . | PR SPLITLINE | SPLITLINE M SPY | ILP | PRO INT | . |  | PRO 0689 | 5414823303135 | FG | IP20 | LED Technology | 3000K | 90 | 33 | .
23340 9315 W | M20/M26H - SPY HP 93033 DIM5 W | 373.41 | . | PR SPLITLINE | SPLITLINE M SPY | ILP | PRO INT | . |  | PRO 0689 | 5414823303142 | W | IP20 | LED Technology | 3000K | 90 | 33 | .
421 142 21 931 MDL B | M20/M26H - SPY HP 93033 MDL B | 360.35 | . | PR SPLITLINE | SPLITLINE M SPY | ILP | PRO INT | . |  | PRO 0689 | 5414823254376 | B | IP20 | LED Technology | 3000K | 90 | 33 | .
421 142 21 931 MDL FBR | M20/M26H - SPY HP 93033 MDL FBR | 409.14 | . | PR SPLITLINE | SPLITLINE M SPY | ILP | PRO INT | . |  | PRO 0689 | 5414823279652 | FBR | IP20 | LED Technology | 3000K | 90 | 33 | .
421 142 21 931 MDL FG | M20/M26H - SPY HP 93033 MDL FG | 409.14 | . | PR SPLITLINE | SPLITLINE M SPY | ILP | PRO INT | . |  | PRO 0689 | 5414823279669 | FG | IP20 | LED Technology | 3000K | 90 | 33 | .
421 142 21 931 MDL W | M20/M26H - SPY HP 93033 MDL W | 360.35 | . | PR SPLITLINE | SPLITLINE M SPY | ILP | PRO INT | . |  | PRO 0689 | 5414823254383 | W | IP20 | LED Technology | 3000K | 90 | 33 | .
23219 9215 B | M26L/M35R - MICROSPY 271 92724 DIM5 B | 300.87 | . | PR SPLITLINE | SPLITLINE M SPY | ILP | PRO INT | Æ |  | PRO 0687 | 5414823315527 | B | IP20 | LED Technology | 2700K | 90 | 24 | .
23219 9215 W | M26L/M35R - MICROSPY 271 92724 DIM5 W | 300.87 | . | PR SPLITLINE | SPLITLINE M SPY | ILP | PRO INT | Æ |  | PRO 0687 | 5414823315534 | W | IP20 | LED Technology | 2700K | 90 | 24 | .
23218 9210 B | M26L/M35R - MICROSPY 271 92724 MDL B | 287.8 | . | PR SPLITLINE | SPLITLINE M SPY | ILP | PRO INT | Æ |  | PRO 0687 | 5414823315480 | B | IP20 | LED Technology | 2700K | 90 | 24 | .
23218 9210 W | M26L/M35R - MICROSPY 271 92724 MDL W | 287.8 | . | PR SPLITLINE | SPLITLINE M SPY | ILP | PRO INT | Æ |  | PRO 0687 | 5414823315497 | W | IP20 | LED Technology | 2700K | 90 | 24 | .
23219 9315 B | M26L/M35R - MICROSPY 271 93024 DIM5 B | 300.87 | . | PR SPLITLINE | SPLITLINE M SPY | ILP | PRO INT | Æ |  | PRO 0687 | 5414823315541 | B | IP20 | LED Technology | 3000K | 90 | 24 | .
23219 9315 W | M26L/M35R - MICROSPY 271 93024 DIM5 W | 300.87 | . | PR SPLITLINE | SPLITLINE M SPY | ILP | PRO INT | Æ |  | PRO 0687 | 5414823315558 | W | IP20 | LED Technology | 3000K | 90 | 24 | .
23218 9310 B | M26L/M35R - MICROSPY 271 93024 MDL B | 287.8 | . | PR SPLITLINE | SPLITLINE M SPY | ILP | PRO INT | Æ |  | PRO 0687 | 5414823315503 | B | IP20 | LED Technology | 3000K | 90 | 24 | .
23218 9310 W | M26L/M35R - MICROSPY 271 93024 MDL W | 287.8 | . | PR SPLITLINE | SPLITLINE M SPY | ILP | PRO INT | Æ |  | PRO 0687 | 5414823315510 | W | IP20 | LED Technology | 3000K | 90 | 24 | .
23221 9215 B | M26L/M35R - MICROSPY 272 92724 DIM5 B | 465.19 | . | PR SPLITLINE | SPLITLINE M SPY | ILP | PRO INT | Æ |  | PRO 0687 | 5414823315602 | B | IP20 | LED Technology | 2700K | 90 | 24 | .
23221 9215 W | M26L/M35R - MICROSPY 272 92724 DIM5 W | 465.19 | . | PR SPLITLINE | SPLITLINE M SPY | ILP | PRO INT | Æ |  | PRO 0687 | 5414823315619 | W | IP20 | LED Technology | 2700K | 90 | 24 | .
23220 9210 B | M26L/M35R - MICROSPY 272 92724 MDL B | 452.12 | . | PR SPLITLINE | SPLITLINE M SPY | ILP | PRO INT | Æ |  | PRO 0687 | 5414823315565 | B | IP20 | LED Technology | 2700K | 90 | 24 | .
23220 9210 W | M26L/M35R - MICROSPY 272 92724 MDL W | 452.12 | . | PR SPLITLINE | SPLITLINE M SPY | ILP | PRO INT | Æ |  | PRO 0687 | 5414823315572 | W | IP20 | LED Technology | 2700K | 90 | 24 | .
23221 9315 B | M26L/M35R - MICROSPY 272 93024 DIM5 B | 465.19 | . | PR SPLITLINE | SPLITLINE M SPY | ILP | PRO INT | Æ |  | PRO 0687 | 5414823315626 | B | IP20 | LED Technology | 3000K | 90 | 24 | .
23221 9315 W | M26L/M35R - MICROSPY 272 93024 DIM5 W | 465.19 | . | PR SPLITLINE | SPLITLINE M SPY | ILP | PRO INT | Æ |  | PRO 0687 | 5414823315633 | W | IP20 | LED Technology | 3000K | 90 | 24 | .
23220 9310 B | M26L/M35R - MICROSPY 272 93024 MDL B | 452.12 | . | PR SPLITLINE | SPLITLINE M SPY | ILP | PRO INT | Æ |  | PRO 0687 | 5414823315589 | B | IP20 | LED Technology | 3000K | 90 | 24 | .
23220 9310 W | M26L/M35R - MICROSPY 272 93024 MDL W | 452.12 | . | PR SPLITLINE | SPLITLINE M SPY | ILP | PRO INT | Æ |  | PRO 0687 | 5414823315596 | W | IP20 | LED Technology | 3000K | 90 | 24 | .
23223 9215 B | M26L/M35R - MICROSPY 391 92724 DIM5 B | 309.19 | . | PR SPLITLINE | SPLITLINE M SPY | ILP | PRO INT | Æ |  | PRO 0687 | 5414823315688 | B | IP20 | LED Technology | 2700K | 90 | 24 | .
23223 9215 W | M26L/M35R - MICROSPY 391 92724 DIM5 W | 309.19 | . | PR SPLITLINE | SPLITLINE M SPY | ILP | PRO INT | Æ |  | PRO 0687 | 5414823315695 | W | IP20 | LED Technology | 2700K | 90 | 24 | .
23222 9210 B | M26L/M35R - MICROSPY 391 92724 MDL B | 296.12 | . | PR SPLITLINE | SPLITLINE M SPY | ILP | PRO INT | Æ |  | PRO 0687 | 5414823315640 | B | IP20 | LED Technology | 2700K | 90 | 24 | .
23222 9210 W | M26L/M35R - MICROSPY 391 92724 MDL W | 296.12 | . | PR SPLITLINE | SPLITLINE M SPY | ILP | PRO INT | Æ |  | PRO 0687 | 5414823315657 | W | IP20 | LED Technology | 2700K | 90 | 24 | .
23223 9315 B | M26L/M35R - MICROSPY 391 93024 DIM5 B | 309.19 | . | PR SPLITLINE | SPLITLINE M SPY | ILP | PRO INT | Æ |  | PRO 0687 | 5414823315701 | B | IP20 | LED Technology | 3000K | 90 | 24 | .
23223 9315 W | M26L/M35R - MICROSPY 391 93024 DIM5 W | 309.19 | . | PR SPLITLINE | SPLITLINE M SPY | ILP | PRO INT | Æ |  | PRO 0687 | 5414823315718 | W | IP20 | LED Technology | 3000K | 90 | 24 | .
23222 9310 B | M26L/M35R - MICROSPY 391 93024 MDL B | 296.12 | . | PR SPLITLINE | SPLITLINE M SPY | ILP | PRO INT | Æ |  | PRO 0687 | 5414823315664 | B | IP20 | LED Technology | 3000K | 90 | 24 | .
23222 9310 W | M26L/M35R - MICROSPY 391 93024 MDL W | 296.12 | . | PR SPLITLINE | SPLITLINE M SPY | ILP | PRO INT | Æ |  | PRO 0687 | 5414823315671 | W | IP20 | LED Technology | 3000K | 90 | 24 | .
23225 9215 B | M26L/M35R - MICROSPY 392 92724 DIM5 B | 521.65 | . | PR SPLITLINE | SPLITLINE M SPY | ILP | PRO INT | Æ |  | PRO 0688 | 5414823315763 | B | IP20 | LED Technology | 2700K | 90 | 24 | .
23225 9215 W | M26L/M35R - MICROSPY 392 92724 DIM5 W | 521.65 | . | PR SPLITLINE | SPLITLINE M SPY | ILP | PRO INT | Æ |  | PRO 0688 | 5414823315770 | W | IP20 | LED Technology | 2700K | 90 | 24 | .
23224 9210 B | M26L/M35R - MICROSPY 392 92724 MDL B | 508.57 | . | PR SPLITLINE | SPLITLINE M SPY | ILP | PRO INT | Æ |  | PRO 0688 | 5414823315725 | B | IP20 | LED Technology | 2700K | 90 | 24 | .
23224 9210 W | M26L/M35R - MICROSPY 392 92724 MDL W | 508.57 | . | PR SPLITLINE | SPLITLINE M SPY | ILP | PRO INT | Æ |  | PRO 0688 | 5414823315732 | W | IP20 | LED Technology | 2700K | 90 | 24 | .
23225 9315 B | M26L/M35R - MICROSPY 392 93024 DIM5 B | 521.65 | . | PR SPLITLINE | SPLITLINE M SPY | ILP | PRO INT | Æ |  | PRO 0688 | 5414823315787 | B | IP20 | LED Technology | 3000K | 90 | 24 | .
23225 9315 W | M26L/M35R - MICROSPY 392 93024 DIM5 W | 521.65 | . | PR SPLITLINE | SPLITLINE M SPY | ILP | PRO INT | Æ |  | PRO 0688 | 5414823315794 | W | IP20 | LED Technology | 3000K | 90 | 24 | .
23224 9310 B | M26L/M35R - MICROSPY 392 93024 MDL B | 508.57 | . | PR SPLITLINE | SPLITLINE M SPY | ILP | PRO INT | Æ |  | PRO 0688 | 5414823315749 | B | IP20 | LED Technology | 3000K | 90 | 24 | .
23224 9310 W | M26L/M35R - MICROSPY 392 93024 MDL W | 508.57 | . | PR SPLITLINE | SPLITLINE M SPY | ILP | PRO INT | Æ |  | PRO 0688 | 5414823315756 | W | IP20 | LED Technology | 3000K | 90 | 24 | .
23227 8225 B | M26L/M35R - MIDISPY 82720 DIM5 B | 329.68 | . | PR SPLITLINE | SPLITLINE M SPY | ILP | PRO INT | Æ |  | PRO 0688 | 5414823315886 | B | IP20 | LED Technology | 2700K | 80 | 20 | .
23227 8225 FBR | M26L/M35R - MIDISPY 82720 DIM5 FBR | 378.47 | . | PR SPLITLINE | SPLITLINE M SPY | ILP | PRO INT | Æ |  | PRO 0688 | 5414823315893 | FBR | IP20 | LED Technology | 2700K | 80 | 20 | .
23227 8225 FG | M26L/M35R - MIDISPY 82720 DIM5 FG | 378.47 | . | PR SPLITLINE | SPLITLINE M SPY | ILP | PRO INT | Æ |  | PRO 0688 | 5414823315909 | FG | IP20 | LED Technology | 2700K | 80 | 20 | .
23227 8225 W | M26L/M35R - MIDISPY 82720 DIM5 W | 329.68 | . | PR SPLITLINE | SPLITLINE M SPY | ILP | PRO INT | Æ |  | PRO 0688 | 5414823315916 | W | IP20 | LED Technology | 2700K | 80 | 20 | .
23226 8220 B | M26L/M35R - MIDISPY 82720 MDL B | 316.6 | . | PR SPLITLINE | SPLITLINE M SPY | ILP | PRO INT | Æ |  | PRO 0688 | 5414823315800 | B | IP20 | LED Technology | 2700K | 80 | 20 | .
23226 8220 FBR | M26L/M35R - MIDISPY 82720 MDL FBR | 365.39 | . | PR SPLITLINE | SPLITLINE M SPY | ILP | PRO INT | Æ |  | PRO 0688 | 5414823315817 | FBR | IP20 | LED Technology | 2700K | 80 | 20 | .
23226 8220 FG | M26L/M35R - MIDISPY 82720 MDL FG | 365.39 | . | PR SPLITLINE | SPLITLINE M SPY | ILP | PRO INT | Æ |  | PRO 0688 | 5414823315824 | FG | IP20 | LED Technology | 2700K | 80 | 20 | .
23226 8220 W | M26L/M35R - MIDISPY 82720 MDL W | 316.6 | . | PR SPLITLINE | SPLITLINE M SPY | ILP | PRO INT | Æ |  | PRO 0688 | 5414823315831 | W | IP20 | LED Technology | 2700K | 80 | 20 | .
23227 8325 B | M26L/M35R - MIDISPY 83020 DIM5 B | 329.68 | . | PR SPLITLINE | SPLITLINE M SPY | ILP | PRO INT | Æ |  | PRO 0688 | 5414823315923 | B | IP20 | LED Technology | 3000K | 80 | 20 | .
23227 8325 FBR | M26L/M35R - MIDISPY 83020 DIM5 FBR | 378.47 | . | PR SPLITLINE | SPLITLINE M SPY | ILP | PRO INT | Æ |  | PRO 0688 | 5414823315930 | FBR | IP20 | LED Technology | 3000K | 80 | 20 | .
23227 8325 FG | M26L/M35R - MIDISPY 83020 DIM5 FG | 378.47 | . | PR SPLITLINE | SPLITLINE M SPY | ILP | PRO INT | Æ |  | PRO 0688 | 5414823315947 | FG | IP20 | LED Technology | 3000K | 80 | 20 | .
23227 8325 W | M26L/M35R - MIDISPY 83020 DIM5 W | 329.68 | . | PR SPLITLINE | SPLITLINE M SPY | ILP | PRO INT | Æ |  | PRO 0688 | 5414823315954 | W | IP20 | LED Technology | 3000K | 80 | 20 | .
23226 8320 B | M26L/M35R - MIDISPY 83020 MDL B | 316.6 | . | PR SPLITLINE | SPLITLINE M SPY | ILP | PRO INT | Æ |  | PRO 0688 | 5414823315848 | B | IP20 | LED Technology | 3000K | 80 | 20 | .
23226 8320 FBR | M26L/M35R - MIDISPY 83020 MDL FBR | 365.39 | . | PR SPLITLINE | SPLITLINE M SPY | ILP | PRO INT | Æ |  | PRO 0688 | 5414823315855 | FBR | IP20 | LED Technology | 3000K | 80 | 20 | .
23226 8320 FG | M26L/M35R - MIDISPY 83020 MDL FG | 365.39 | . | PR SPLITLINE | SPLITLINE M SPY | ILP | PRO INT | Æ |  | PRO 0688 | 5414823315862 | FG | IP20 | LED Technology | 3000K | 80 | 20 | .
23226 8320 W | M26L/M35R - MIDISPY 83020 MDL W | 316.6 | . | PR SPLITLINE | SPLITLINE M SPY | ILP | PRO INT | Æ |  | PRO 0688 | 5414823315879 | W | IP20 | LED Technology | 3000K | 80 | 20 | .
23229 9235 B | M26L/M35R - MIDISPY 92740 DIM5 B | 316.39 | . | PR SPLITLINE | SPLITLINE M SPY | ILP | PRO INT | Æ |  | PRO 0688 | 5414823316043 | B | IP20 | LED Technology | 2700K | 90 | 40 | .
23229 9235 FBR | M26L/M35R - MIDISPY 92740 DIM5 FBR | 365.18 | . | PR SPLITLINE | SPLITLINE M SPY | ILP | PRO INT | Æ |  | PRO 0688 | 5414823316050 | FBR | IP20 | LED Technology | 2700K | 90 | 40 | .
23229 9235 FG | M26L/M35R - MIDISPY 92740 DIM5 FG | 365.18 | . | PR SPLITLINE | SPLITLINE M SPY | ILP | PRO INT | Æ |  | PRO 0688 | 5414823316067 | FG | IP20 | LED Technology | 2700K | 90 | 40 | .
23229 9235 W | M26L/M35R - MIDISPY 92740 DIM5 W | 316.39 | . | PR SPLITLINE | SPLITLINE M SPY | ILP | PRO INT | Æ |  | PRO 0688 | 5414823316074 | W | IP20 | LED Technology | 2700K | 90 | 40 | .
23228 9230 B | M26L/M35R - MIDISPY 92740 MDL B | 303.31 | . | PR SPLITLINE | SPLITLINE M SPY | ILP | PRO INT | Æ |  | PRO 0688 | 5414823315961 | B | IP20 | LED Technology | 2700K | 90 | 40 | .
23228 9230 FBR | M26L/M35R - MIDISPY 92740 MDL FBR | 352.1 | . | PR SPLITLINE | SPLITLINE M SPY | ILP | PRO INT | Æ |  | PRO 0688 | 5414823315978 | FBR | IP20 | LED Technology | 2700K | 90 | 40 | .
23228 9230 FG | M26L/M35R - MIDISPY 92740 MDL FG | 352.1 | . | PR SPLITLINE | SPLITLINE M SPY | ILP | PRO INT | Æ |  | PRO 0688 | 5414823315985 | FG | IP20 | LED Technology | 2700K | 90 | 40 | .
23228 9230 W | M26L/M35R - MIDISPY 92740 MDL W | 303.31 | . | PR SPLITLINE | SPLITLINE M SPY | ILP | PRO INT | Æ |  | PRO 0688 | 5414823315992 | W | IP20 | LED Technology | 2700K | 90 | 40 | .
23229 9335 B | M26L/M35R - MIDISPY 93040 DIM5 B | 316.39 | . | PR SPLITLINE | SPLITLINE M SPY | ILP | PRO INT | Æ |  | PRO 0688 | 5414823316081 | B | IP20 | LED Technology | 3000K | 90 | 40 | .
23229 9335 FBR | M26L/M35R - MIDISPY 93040 DIM5 FBR | 365.18 | . | PR SPLITLINE | SPLITLINE M SPY | ILP | PRO INT | Æ |  | PRO 0688 | 5414823316098 | FBR | IP20 | LED Technology | 3000K | 90 | 40 | .
23229 9335 FG | M26L/M35R - MIDISPY 93040 DIM5 FG | 365.18 | . | PR SPLITLINE | SPLITLINE M SPY | ILP | PRO INT | Æ |  | PRO 0688 | 5414823316104 | FG | IP20 | LED Technology | 3000K | 90 | 40 | .
23229 9335 W | M26L/M35R - MIDISPY 93040 DIM5 W | 316.39 | . | PR SPLITLINE | SPLITLINE M SPY | ILP | PRO INT | Æ |  | PRO 0688 | 5414823316111 | W | IP20 | LED Technology | 3000K | 90 | 40 | .
23228 9330 B | M26L/M35R - MIDISPY 93040 MDL B | 303.31 | . | PR SPLITLINE | SPLITLINE M SPY | ILP | PRO INT | Æ |  | PRO 0688 | 5414823316005 | B | IP20 | LED Technology | 3000K | 90 | 40 | .
23228 9330 FBR | M26L/M35R - MIDISPY 93040 MDL FBR | 352.1 | . | PR SPLITLINE | SPLITLINE M SPY | ILP | PRO INT | Æ |  | PRO 0688 | 5414823316012 | FBR | IP20 | LED Technology | 3000K | 90 | 40 | .
23228 9330 FG | M26L/M35R - MIDISPY 93040 MDL FG | 352.1 | . | PR SPLITLINE | SPLITLINE M SPY | ILP | PRO INT | Æ |  | PRO 0688 | 5414823316029 | FG | IP20 | LED Technology | 3000K | 90 | 40 | .
23228 9330 W | M26L/M35R - MIDISPY 93040 MDL W | 303.31 | . | PR SPLITLINE | SPLITLINE M SPY | ILP | PRO INT | Æ |  | PRO 0688 | 5414823316036 | W | IP20 | LED Technology | 3000K | 90 | 40 | .
23235 9215 B | M26L/M35R - SPY 92718 DIM5 B | 333.69 | . | PR SPLITLINE | SPLITLINE M SPY | ILP | PRO INT | Æ |  | PRO 0688 | 5414823316609 | B | IP20 | LED Technology | 2700K | 90 | 18 | .
23235 9215 FBR | M26L/M35R - SPY 92718 DIM5 FBR | 382.48 | . | PR SPLITLINE | SPLITLINE M SPY | ILP | PRO INT | Æ |  | PRO 0688 | 5414823316616 | FBR | IP20 | LED Technology | 2700K | 90 | 18 | .
23235 9215 FG | M26L/M35R - SPY 92718 DIM5 FG | 382.48 | . | PR SPLITLINE | SPLITLINE M SPY | ILP | PRO INT | Æ |  | PRO 0688 | 5414823316623 | FG | IP20 | LED Technology | 2700K | 90 | 18 | .
23235 9215 W | M26L/M35R - SPY 92718 DIM5 W | 333.69 | . | PR SPLITLINE | SPLITLINE M SPY | ILP | PRO INT | Æ |  | PRO 0688 | 5414823316630 | W | IP20 | LED Technology | 2700K | 90 | 18 | .
23234 9210 B | M26L/M35R - SPY 92718 MDL B | 320.61 | . | PR SPLITLINE | SPLITLINE M SPY | ILP | PRO INT | Æ |  | PRO 0688 | 5414823316449 | B | IP20 | LED Technology | 2700K | 90 | 18 | .
23234 9210 FBR | M26L/M35R - SPY 92718 MDL FBR | 369.4 | . | PR SPLITLINE | SPLITLINE M SPY | ILP | PRO INT | Æ |  | PRO 0688 | 5414823316456 | FBR | IP20 | LED Technology | 2700K | 90 | 18 | .
23234 9210 FG | M26L/M35R - SPY 92718 MDL FG | 369.4 | . | PR SPLITLINE | SPLITLINE M SPY | ILP | PRO INT | Æ |  | PRO 0688 | 5414823316463 | FG | IP20 | LED Technology | 2700K | 90 | 18 | .
23234 9210 W | M26L/M35R - SPY 92718 MDL W | 320.61 | . | PR SPLITLINE | SPLITLINE M SPY | ILP | PRO INT | Æ |  | PRO 0688 | 5414823316470 | W | IP20 | LED Technology | 2700K | 90 | 18 | .
23235 9225 B | M26L/M35R - SPY 92733 DIM5 B | 333.69 | . | PR SPLITLINE | SPLITLINE M SPY | ILP | PRO INT | Æ |  | PRO 0688 | 5414823316647 | B | IP20 | LED Technology | 2700K | 90 | 33 | .
23235 9225 FBR | M26L/M35R - SPY 92733 DIM5 FBR | 382.48 | . | PR SPLITLINE | SPLITLINE M SPY | ILP | PRO INT | Æ |  | PRO 0688 | 5414823316654 | FBR | IP20 | LED Technology | 2700K | 90 | 33 | .
23235 9225 FG | M26L/M35R - SPY 92733 DIM5 FG | 382.48 | . | PR SPLITLINE | SPLITLINE M SPY | ILP | PRO INT | Æ |  | PRO 0688 | 5414823316661 | FG | IP20 | LED Technology | 2700K | 90 | 33 | .
23235 9225 W | M26L/M35R - SPY 92733 DIM5 W | 333.69 | . | PR SPLITLINE | SPLITLINE M SPY | ILP | PRO INT | Æ |  | PRO 0688 | 5414823316678 | W | IP20 | LED Technology | 2700K | 90 | 33 | .
23234 9220 B | M26L/M35R - SPY 92733 MDL B | 320.61 | . | PR SPLITLINE | SPLITLINE M SPY | ILP | PRO INT | Æ |  | PRO 0688 | 5414823316487 | B | IP20 | LED Technology | 2700K | 90 | 33 | .
23234 9220 FBR | M26L/M35R - SPY 92733 MDL FBR | 369.4 | . | PR SPLITLINE | SPLITLINE M SPY | ILP | PRO INT | Æ |  | PRO 0688 | 5414823316494 | FBR | IP20 | LED Technology | 2700K | 90 | 33 | .
23234 9220 FG | M26L/M35R - SPY 92733 MDL FG | 369.4 | . | PR SPLITLINE | SPLITLINE M SPY | ILP | PRO INT | Æ |  | PRO 0688 | 5414823316500 | FG | IP20 | LED Technology | 2700K | 90 | 33 | .
23234 9220 W | M26L/M35R - SPY 92733 MDL W | 320.61 | . | PR SPLITLINE | SPLITLINE M SPY | ILP | PRO INT | Æ |  | PRO 0688 | 5414823316517 | W | IP20 | LED Technology | 2700K | 90 | 33 | .
23235 9315 B | M26L/M35R - SPY 93018 DIM5 B | 333.69 | . | PR SPLITLINE | SPLITLINE M SPY | ILP | PRO INT | Æ |  | PRO 0688 | 5414823316685 | B | IP20 | LED Technology | 3000K | 90 | 18 | .
23235 9315 FBR | M26L/M35R - SPY 93018 DIM5 FBR | 382.48 | . | PR SPLITLINE | SPLITLINE M SPY | ILP | PRO INT | Æ |  | PRO 0688 | 5414823316692 | FBR | IP20 | LED Technology | 3000K | 90 | 18 | .
23235 9315 FG | M26L/M35R - SPY 93018 DIM5 FG | 382.48 | . | PR SPLITLINE | SPLITLINE M SPY | ILP | PRO INT | Æ |  | PRO 0688 | 5414823316708 | FG | IP20 | LED Technology | 3000K | 90 | 18 | .
23235 9315 W | M26L/M35R - SPY 93018 DIM5 W | 333.69 | . | PR SPLITLINE | SPLITLINE M SPY | ILP | PRO INT | Æ |  | PRO 0688 | 5414823316715 | W | IP20 | LED Technology | 3000K | 90 | 18 | .
23234 9310 B | M26L/M35R - SPY 93018 MDL B | 320.61 | . | PR SPLITLINE | SPLITLINE M SPY | ILP | PRO INT | Æ |  | PRO 0688 | 5414823316524 | B | IP20 | LED Technology | 3000K | 90 | 18 | .
23234 9310 FBR | M26L/M35R - SPY 93018 MDL FBR | 369.4 | . | PR SPLITLINE | SPLITLINE M SPY | ILP | PRO INT | Æ |  | PRO 0688 | 5414823316531 | FBR | IP20 | LED Technology | 3000K | 90 | 18 | .
23234 9310 FG | M26L/M35R - SPY 93018 MDL FG | 369.4 | . | PR SPLITLINE | SPLITLINE M SPY | ILP | PRO INT | Æ |  | PRO 0688 | 5414823316548 | FG | IP20 | LED Technology | 3000K | 90 | 18 | .
23234 9310 W | M26L/M35R - SPY 93018 MDL W | 320.61 | . | PR SPLITLINE | SPLITLINE M SPY | ILP | PRO INT | Æ |  | PRO 0688 | 5414823316555 | W | IP20 | LED Technology | 3000K | 90 | 18 | .
23235 9325 B | M26L/M35R - SPY 93033 DIM5 B | 333.69 | . | PR SPLITLINE | SPLITLINE M SPY | ILP | PRO INT | Æ |  | PRO 0688 | 5414823316722 | B | IP20 | LED Technology | 3000K | 90 | 33 | .
23235 9325 FBR | M26L/M35R - SPY 93033 DIM5 FBR | 382.48 | . | PR SPLITLINE | SPLITLINE M SPY | ILP | PRO INT | Æ |  | PRO 0688 | 5414823316739 | FBR | IP20 | LED Technology | 3000K | 90 | 33 | .
23235 9325 FG | M26L/M35R - SPY 93033 DIM5 FG | 382.48 | . | PR SPLITLINE | SPLITLINE M SPY | ILP | PRO INT | Æ |  | PRO 0688 | 5414823316746 | FG | IP20 | LED Technology | 3000K | 90 | 33 | .
23235 9325 W | M26L/M35R - SPY 93033 DIM5 W | 333.69 | . | PR SPLITLINE | SPLITLINE M SPY | ILP | PRO INT | Æ |  | PRO 0688 | 5414823316753 | W | IP20 | LED Technology | 3000K | 90 | 33 | .
23234 9320 B | M26L/M35R - SPY 93033 MDL B | 320.61 | . | PR SPLITLINE | SPLITLINE M SPY | ILP | PRO INT | Æ |  | PRO 0688 | 5414823316562 | B | IP20 | LED Technology | 3000K | 90 | 33 | .
23234 9320 FBR | M26L/M35R - SPY 93033 MDL FBR | 369.4 | . | PR SPLITLINE | SPLITLINE M SPY | ILP | PRO INT | Æ |  | PRO 0688 | 5414823316579 | FBR | IP20 | LED Technology | 3000K | 90 | 33 | .
23234 9320 FG | M26L/M35R - SPY 93033 MDL FG | 369.4 | . | PR SPLITLINE | SPLITLINE M SPY | ILP | PRO INT | Æ |  | PRO 0688 | 5414823316586 | FG | IP20 | LED Technology | 3000K | 90 | 33 | .
23234 9320 W | M26L/M35R - SPY 93033 MDL W | 320.61 | . | PR SPLITLINE | SPLITLINE M SPY | ILP | PRO INT | Æ |  | PRO 0688 | 5414823316593 | W | IP20 | LED Technology | 3000K | 90 | 33 | .
23239 9025 B | M26L/M35R - SPY 9-SOFT DIM5 B | 397.04 | . | PR SPLITLINE | SPLITLINE M SPY | ILP | PRO INT | Æ |  | PRO 0688 | 5414823316944 | B | IP20 | LED Technology | 2700-1800 | 90 | 40 | .
23239 9025 W | M26L/M35R - SPY 9-SOFT DIM5 W | 397.04 | . | PR SPLITLINE | SPLITLINE M SPY | ILP | PRO INT | Æ |  | PRO 0688 | 5414823316951 | W | IP20 | LED Technology | 2700-1800 | 90 | 40 | .
23238 9020 B | M26L/M35R - SPY 9-SOFT MDL B | 383.95 | . | PR SPLITLINE | SPLITLINE M SPY | ILP | PRO INT | Æ |  | PRO 0688 | 5414823316920 | B | IP20 | LED Technology | 2700-1800 | 90 | 40 | .
23238 9020 W | M26L/M35R - SPY 9-SOFT MDL W | 383.95 | . | PR SPLITLINE | SPLITLINE M SPY | ILP | PRO INT | Æ |  | PRO 0688 | 5414823316937 | W | IP20 | LED Technology | 2700-1800 | 90 | 40 | .
23231 9205 B | M26L/M35R - SPY FOCUS LP 927 DIM5 B | 514.68 | . | PR SPLITLINE | SPLITLINE M SPY | ILP | PRO INT | Æ |  | PRO 0689 | 5414823316203 | B | IP20 | LED Technology | 2700K | 90 | 1144 | .
23231 9205 FBR | M26L/M35R - SPY FOCUS LP 927 DIM5 FBR | 563.47 | . | PR SPLITLINE | SPLITLINE M SPY | ILP | PRO INT | Æ |  | PRO 0689 | 5414823316210 | FBR | IP20 | LED Technology | 2700K | 90 | 1144 | .
23231 9205 FG | M26L/M35R - SPY FOCUS LP 927 DIM5 FG | 563.47 | . | PR SPLITLINE | SPLITLINE M SPY | ILP | PRO INT | Æ |  | PRO 0689 | 5414823316227 | FG | IP20 | LED Technology | 2700K | 90 | 1144 | .
23231 9205 W | M26L/M35R - SPY FOCUS LP 927 DIM5 W | 514.68 | . | PR SPLITLINE | SPLITLINE M SPY | ILP | PRO INT | Æ |  | PRO 0689 | 5414823316234 | W | IP20 | LED Technology | 2700K | 90 | 1144 | .
23230 9200 B | M26L/M35R - SPY FOCUS LP 927 MDL B | 501.6 | . | PR SPLITLINE | SPLITLINE M SPY | ILP | PRO INT | Æ |  | PRO 0689 | 5414823316128 | B | IP20 | LED Technology | 2700K | 90 | 1144 | .
23230 9200 FBR | M26L/M35R - SPY FOCUS LP 927 MDL FBR | 550.39 | . | PR SPLITLINE | SPLITLINE M SPY | ILP | PRO INT | Æ |  | PRO 0689 | 5414823316135 | FBR | IP20 | LED Technology | 2700K | 90 | 1144 | .
23230 9200 FG | M26L/M35R - SPY FOCUS LP 927 MDL FG | 550.39 | . | PR SPLITLINE | SPLITLINE M SPY | ILP | PRO INT | Æ |  | PRO 0689 | 5414823316142 | FG | IP20 | LED Technology | 2700K | 90 | 1144 | .
23230 9200 W | M26L/M35R - SPY FOCUS LP 927 MDL W | 501.6 | . | PR SPLITLINE | SPLITLINE M SPY | ILP | PRO INT | Æ |  | PRO 0689 | 5414823316159 | W | IP20 | LED Technology | 2700K | 90 | 1144 | .
23231 9305 B | M26L/M35R - SPY FOCUS LP 930 DIM5 B | 514.68 | . | PR SPLITLINE | SPLITLINE M SPY | ILP | PRO INT | Æ |  | PRO 0689 | 5414823316241 | B | IP20 | LED Technology | 3000K | 90 | 1144 | .
23231 9305 FBR | M26L/M35R - SPY FOCUS LP 930 DIM5 FBR | 563.47 | . | PR SPLITLINE | SPLITLINE M SPY | ILP | PRO INT | Æ |  | PRO 0689 | 5414823316258 | FBR | IP20 | LED Technology | 3000K | 90 | 1144 | .
23231 9305 FG | M26L/M35R - SPY FOCUS LP 930 DIM5 FG | 563.47 | . | PR SPLITLINE | SPLITLINE M SPY | ILP | PRO INT | Æ |  | PRO 0689 | 5414823316265 | FG | IP20 | LED Technology | 3000K | 90 | 1144 | .
23231 9305 W | M26L/M35R - SPY FOCUS LP 930 DIM5 W | 514.68 | . | PR SPLITLINE | SPLITLINE M SPY | ILP | PRO INT | Æ |  | PRO 0689 | 5414823316272 | W | IP20 | LED Technology | 3000K | 90 | 1144 | .
23230 9300 B | M26L/M35R - SPY FOCUS LP 930 MDL B | 501.6 | . | PR SPLITLINE | SPLITLINE M SPY | ILP | PRO INT | Æ |  | PRO 0689 | 5414823316166 | B | IP20 | LED Technology | 3000K | 90 | 1144 | .
23230 9300 FBR | M26L/M35R - SPY FOCUS LP 930 MDL FBR | 550.39 | . | PR SPLITLINE | SPLITLINE M SPY | ILP | PRO INT | Æ |  | PRO 0689 | 5414823316173 | FBR | IP20 | LED Technology | 3000K | 90 | 1144 | .
23230 9300 FG | M26L/M35R - SPY FOCUS LP 930 MDL FG | 550.39 | . | PR SPLITLINE | SPLITLINE M SPY | ILP | PRO INT | Æ |  | PRO 0689 | 5414823316180 | FG | IP20 | LED Technology | 3000K | 90 | 1144 | .
23230 9300 W | M26L/M35R - SPY FOCUS LP 930 MDL W | 501.6 | . | PR SPLITLINE | SPLITLINE M SPY | ILP | PRO INT | Æ |  | PRO 0689 | 5414823316197 | W | IP20 | LED Technology | 3000K | 90 | 1144 | .
23233 9205 B | M26L/M35R - SPY FOCUS MP 927 DIM5 B | 536.48 | . | PR SPLITLINE | SPLITLINE M SPY | ILP | PRO INT | Æ |  | PRO 0689 | 5414823316364 | B | IP20 | LED Technology | 2700K | 90 | 1144 | .
23233 9205 FBR | M26L/M35R - SPY FOCUS MP 927 DIM5 FBR | 585.27 | . | PR SPLITLINE | SPLITLINE M SPY | ILP | PRO INT | Æ |  | PRO 0689 | 5414823316371 | FBR | IP20 | LED Technology | 2700K | 90 | 1144 | .
23233 9205 FG | M26L/M35R - SPY FOCUS MP 927 DIM5 FG | 585.27 | . | PR SPLITLINE | SPLITLINE M SPY | ILP | PRO INT | Æ |  | PRO 0689 | 5414823316388 | FG | IP20 | LED Technology | 2700K | 90 | 1144 | .
23233 9205 W | M26L/M35R - SPY FOCUS MP 927 DIM5 W | 536.48 | . | PR SPLITLINE | SPLITLINE M SPY | ILP | PRO INT | Æ |  | PRO 0689 | 5414823316395 | W | IP20 | LED Technology | 2700K | 90 | 1144 | .
23232 9200 B | M26L/M35R - SPY FOCUS MP 927 MDL B | 523.4 | . | PR SPLITLINE | SPLITLINE M SPY | ILP | PRO INT | Æ |  | PRO 0689 | 5414823316289 | B | IP20 | LED Technology | 2700K | 90 | 1144 | .
23232 9200 FBR | M26L/M35R - SPY FOCUS MP 927 MDL FBR | 572.19 | . | PR SPLITLINE | SPLITLINE M SPY | ILP | PRO INT | Æ |  | PRO 0689 | 5414823316296 | FBR | IP20 | LED Technology | 2700K | 90 | 1144 | .
23232 9200 FG | M26L/M35R - SPY FOCUS MP 927 MDL FG | 572.19 | . | PR SPLITLINE | SPLITLINE M SPY | ILP | PRO INT | Æ |  | PRO 0689 | 5414823316302 | FG | IP20 | LED Technology | 2700K | 90 | 1144 | .
23232 9200 W | M26L/M35R - SPY FOCUS MP 927 MDL W | 523.4 | . | PR SPLITLINE | SPLITLINE M SPY | ILP | PRO INT | Æ |  | PRO 0689 | 5414823316319 | W | IP20 | LED Technology | 2700K | 90 | 1144 | .
23233 9305 B | M26L/M35R - SPY FOCUS MP 930 DIM5 B | 536.48 | . | PR SPLITLINE | SPLITLINE M SPY | ILP | PRO INT | Æ |  | PRO 0689 | 5414823316401 | B | IP20 | LED Technology | 3000K | 90 | 1144 | .
23233 9305 FBR | M26L/M35R - SPY FOCUS MP 930 DIM5 FBR | 585.27 | . | PR SPLITLINE | SPLITLINE M SPY | ILP | PRO INT | Æ |  | PRO 0689 | 5414823316418 | FBR | IP20 | LED Technology | 3000K | 90 | 1144 | .
23233 9305 FG | M26L/M35R - SPY FOCUS MP 930 DIM5 FG | 585.27 | . | PR SPLITLINE | SPLITLINE M SPY | ILP | PRO INT | Æ |  | PRO 0689 | 5414823316425 | FG | IP20 | LED Technology | 3000K | 90 | 1144 | .
23233 9305 W | M26L/M35R - SPY FOCUS MP 930 DIM5 W | 536.48 | . | PR SPLITLINE | SPLITLINE M SPY | ILP | PRO INT | Æ |  | PRO 0689 | 5414823316432 | W | IP20 | LED Technology | 3000K | 90 | 1144 | .
23232 9300 B | M26L/M35R - SPY FOCUS MP 930 MDL B | 523.4 | . | PR SPLITLINE | SPLITLINE M SPY | ILP | PRO INT | Æ |  | PRO 0689 | 5414823316326 | B | IP20 | LED Technology | 3000K | 90 | 1144 | .
23232 9300 FBR | M26L/M35R - SPY FOCUS MP 930 MDL FBR | 572.19 | . | PR SPLITLINE | SPLITLINE M SPY | ILP | PRO INT | Æ |  | PRO 0689 | 5414823316333 | FBR | IP20 | LED Technology | 3000K | 90 | 1144 | .
23232 9300 FG | M26L/M35R - SPY FOCUS MP 930 MDL FG | 572.19 | . | PR SPLITLINE | SPLITLINE M SPY | ILP | PRO INT | Æ |  | PRO 0689 | 5414823316340 | FG | IP20 | LED Technology | 3000K | 90 | 1144 | .
23232 9300 W | M26L/M35R - SPY FOCUS MP 930 MDL W | 523.4 | . | PR SPLITLINE | SPLITLINE M SPY | ILP | PRO INT | Æ |  | PRO 0689 | 5414823316357 | W | IP20 | LED Technology | 3000K | 90 | 1144 | .
23237 9215 B | M26L/M35R - SPY HP 92733 DIM5 B | 373.41 | . | PR SPLITLINE | SPLITLINE M SPY | ILP | PRO INT | Æ |  | PRO 0689 | 5414823316845 | B | IP20 | LED Technology | 2700K | 90 | 33 | .
23237 9215 FBR | M26L/M35R - SPY HP 92733 DIM5 FBR | 422.2 | . | PR SPLITLINE | SPLITLINE M SPY | ILP | PRO INT | Æ |  | PRO 0689 | 5414823316852 | FBR | IP20 | LED Technology | 2700K | 90 | 33 | .
23237 9215 FG | M26L/M35R - SPY HP 92733 DIM5 FG | 422.2 | . | PR SPLITLINE | SPLITLINE M SPY | ILP | PRO INT | Æ |  | PRO 0689 | 5414823316869 | FG | IP20 | LED Technology | 2700K | 90 | 33 | .
23237 9215 W | M26L/M35R - SPY HP 92733 DIM5 W | 373.41 | . | PR SPLITLINE | SPLITLINE M SPY | ILP | PRO INT | Æ |  | PRO 0689 | 5414823316876 | W | IP20 | LED Technology | 2700K | 90 | 33 | .
23236 9210 B | M26L/M35R - SPY HP 92733 MDL B | 360.35 | . | PR SPLITLINE | SPLITLINE M SPY | ILP | PRO INT | Æ |  | PRO 0689 | 5414823316760 | B | IP20 | LED Technology | 2700K | 90 | 33 | .
23236 9210 FBR | M26L/M35R - SPY HP 92733 MDL FBR | 409.14 | . | PR SPLITLINE | SPLITLINE M SPY | ILP | PRO INT | Æ |  | PRO 0689 | 5414823316777 | FBR | IP20 | LED Technology | 2700K | 90 | 33 | .
23236 9210 FG | M26L/M35R - SPY HP 92733 MDL FG | 409.14 | . | PR SPLITLINE | SPLITLINE M SPY | ILP | PRO INT | Æ |  | PRO 0689 | 5414823316784 | FG | IP20 | LED Technology | 2700K | 90 | 33 | .
23236 9210 W | M26L/M35R - SPY HP 92733 MDL W | 360.35 | . | PR SPLITLINE | SPLITLINE M SPY | ILP | PRO INT | Æ |  | PRO 0689 | 5414823316791 | W | IP20 | LED Technology | 2700K | 90 | 33 | .
23237 9315 B | M26L/M35R - SPY HP 93033 DIM5 B | 373.41 | . | PR SPLITLINE | SPLITLINE M SPY | ILP | PRO INT | Æ |  | PRO 0689 | 5414823316883 | B | IP20 | LED Technology | 3000K | 90 | 33 | .
23237 9315 FBR | M26L/M35R - SPY HP 93033 DIM5 FBR | 422.2 | . | PR SPLITLINE | SPLITLINE M SPY | ILP | PRO INT | Æ |  | PRO 0689 | 5414823316890 | FBR | IP20 | LED Technology | 3000K | 90 | 33 | .
23237 9315 FG | M26L/M35R - SPY HP 93033 DIM5 FG | 422.2 | . | PR SPLITLINE | SPLITLINE M SPY | ILP | PRO INT | Æ |  | PRO 0689 | 5414823316906 | FG | IP20 | LED Technology | 3000K | 90 | 33 | .
23237 9315 W | M26L/M35R - SPY HP 93033 DIM5 W | 373.41 | . | PR SPLITLINE | SPLITLINE M SPY | ILP | PRO INT | Æ |  | PRO 0689 | 5414823316913 | W | IP20 | LED Technology | 3000K | 90 | 33 | .
23236 9310 B | M26L/M35R - SPY HP 93033 MDL B | 360.35 | . | PR SPLITLINE | SPLITLINE M SPY | ILP | PRO INT | Æ |  | PRO 0689 | 5414823316807 | B | IP20 | LED Technology | 3000K | 90 | 33 | .
23236 9310 FBR | M26L/M35R - SPY HP 93033 MDL FBR | 409.14 | . | PR SPLITLINE | SPLITLINE M SPY | ILP | PRO INT | Æ |  | PRO 0689 | 5414823316814 | FBR | IP20 | LED Technology | 3000K | 90 | 33 | .
23236 9310 FG | M26L/M35R - SPY HP 93033 MDL FG | 409.14 | . | PR SPLITLINE | SPLITLINE M SPY | ILP | PRO INT | Æ |  | PRO 0689 | 5414823316821 | FG | IP20 | LED Technology | 3000K | 90 | 33 | .
23236 9310 W | M26L/M35R - SPY HP 93033 MDL W | 360.35 | . | PR SPLITLINE | SPLITLINE M SPY | ILP | PRO INT | Æ |  | PRO 0689 | 5414823316838 | W | IP20 | LED Technology | 3000K | 90 | 33 | .
24420 8225 B | M52 - MIDISPY 82720 DIM5 B | 337.24 | . | PR SPLITLINE | SPLITLINE M SPY | ILP | PRO INT | . |  | PRO 0688 | 5414823309588 | B | IP20 | LED Technology | 2700K | 80 | 20 | .
24420 8225 FBR | M52 - MIDISPY 82720 DIM5 FBR | 386.03 | . | PR SPLITLINE | SPLITLINE M SPY | ILP | PRO INT | . |  | PRO 0688 | . | FBR | IP20 | LED Technology | 2700K | 80 | 20 | .
24420 8225 FG | M52 - MIDISPY 82720 DIM5 FG | 386.03 | . | PR SPLITLINE | SPLITLINE M SPY | ILP | PRO INT | . |  | PRO 0688 | . | FG | IP20 | LED Technology | 2700K | 80 | 20 | .
24420 8225 W | M52 - MIDISPY 82720 DIM5 W | 337.24 | . | PR SPLITLINE | SPLITLINE M SPY | ILP | PRO INT | . |  | PRO 0688 | . | W | IP20 | LED Technology | 2700K | 80 | 20 | .
421 138 272 822 MDL B | M52 - MIDISPY 82720 MDL B | 324.15 | . | PR SPLITLINE | SPLITLINE M SPY | ILP | PRO INT | . |  | PRO 0688 | 5414823254314 | B | IP20 | LED Technology | 2700K | 80 | 20 | .
421 138 272 822 MDL FBR | M52 - MIDISPY 82720 MDL FBR | 372.94 | . | PR SPLITLINE | SPLITLINE M SPY | ILP | PRO INT | . |  | PRO 0688 | 5414823279577 | FBR | IP20 | LED Technology | 2700K | 80 | 20 | .
421 138 272 822 MDL FG | M52 - MIDISPY 82720 MDL FG | 372.94 | . | PR SPLITLINE | SPLITLINE M SPY | ILP | PRO INT | . |  | PRO 0688 | 5414823279584 | FG | IP20 | LED Technology | 2700K | 80 | 20 | .
421 138 272 822 MDL W | M52 - MIDISPY 82720 MDL W | 324.15 | . | PR SPLITLINE | SPLITLINE M SPY | ILP | PRO INT | . |  | PRO 0688 | 5414823254321 | W | IP20 | LED Technology | 2700K | 80 | 20 | .
24420 8325 B | M52 - MIDISPY 83020 DIM5 B | 337.24 | . | PR SPLITLINE | SPLITLINE M SPY | ILP | PRO INT | . |  | PRO 0688 | . | B | IP20 | LED Technology | 3000K | 80 | 20 | .
24420 8325 FBR | M52 - MIDISPY 83020 DIM5 FBR | 386.03 | . | PR SPLITLINE | SPLITLINE M SPY | ILP | PRO INT | . |  | PRO 0688 | . | FBR | IP20 | LED Technology | 3000K | 80 | 20 | .
24420 8325 FG | M52 - MIDISPY 83020 DIM5 FG | 386.03 | . | PR SPLITLINE | SPLITLINE M SPY | ILP | PRO INT | . |  | PRO 0688 | . | FG | IP20 | LED Technology | 3000K | 80 | 20 | .
24420 8325 W | M52 - MIDISPY 83020 DIM5 W | 337.24 | . | PR SPLITLINE | SPLITLINE M SPY | ILP | PRO INT | . |  | PRO 0688 | . | W | IP20 | LED Technology | 3000K | 80 | 20 | .
421 138 272 832 MDL B | M52 - MIDISPY 83020 MDL B | 324.15 | . | PR SPLITLINE | SPLITLINE M SPY | ILP | PRO INT | . |  | PRO 0688 | 5414823254338 | B | IP20 | LED Technology | 3000K | 80 | 20 | .
421 138 272 832 MDL FBR | M52 - MIDISPY 83020 MDL FBR | 372.94 | . | PR SPLITLINE | SPLITLINE M SPY | ILP | PRO INT | . |  | PRO 0688 | 5414823279591 | FBR | IP20 | LED Technology | 3000K | 80 | 20 | .
421 138 272 832 MDL FG | M52 - MIDISPY 83020 MDL FG | 372.94 | . | PR SPLITLINE | SPLITLINE M SPY | ILP | PRO INT | . |  | PRO 0688 | 5414823279607 | FG | IP20 | LED Technology | 3000K | 80 | 20 | .
421 138 272 832 MDL W | M52 - MIDISPY 83020 MDL W | 324.15 | . | PR SPLITLINE | SPLITLINE M SPY | ILP | PRO INT | . |  | PRO 0688 | 5414823254345 | W | IP20 | LED Technology | 3000K | 80 | 20 | .
24421 9235 B | M52 - MIDISPY 92740 DIM5 B | 323.79 | . | PR SPLITLINE | SPLITLINE M SPY | ILP | PRO INT | . |  | PRO 0688 | 5414823310249 | B | IP20 | LED Technology | 2700K | 90 | 40 | .
24421 9235 FBR | M52 - MIDISPY 92740 DIM5 FBR | 372.58 | . | PR SPLITLINE | SPLITLINE M SPY | ILP | PRO INT | . |  | PRO 0688 | . | FBR | IP20 | LED Technology | 2700K | 90 | 40 | .
24421 9235 FG | M52 - MIDISPY 92740 DIM5 FG | 372.58 | . | PR SPLITLINE | SPLITLINE M SPY | ILP | PRO INT | . |  | PRO 0688 | . | FG | IP20 | LED Technology | 2700K | 90 | 40 | .
24421 9235 W | M52 - MIDISPY 92740 DIM5 W | 323.79 | . | PR SPLITLINE | SPLITLINE M SPY | ILP | PRO INT | . |  | PRO 0688 | . | W | IP20 | LED Technology | 2700K | 90 | 40 | .
421 138 271 923 MDL B | M52 - MIDISPY 92740 MDL B | 310.7 | . | PR SPLITLINE | SPLITLINE M SPY | ILP | PRO INT | . |  | PRO 0688 | 5414823254277 | B | IP20 | LED Technology | 2700K | 90 | 40 | .
421 138 271 923 MDL FBR | M52 - MIDISPY 92740 MDL FBR | 359.49 | . | PR SPLITLINE | SPLITLINE M SPY | ILP | PRO INT | . |  | PRO 0688 | 5414823279539 | FBR | IP20 | LED Technology | 2700K | 90 | 40 | .
421 138 271 923 MDL FG | M52 - MIDISPY 92740 MDL FG | 359.49 | . | PR SPLITLINE | SPLITLINE M SPY | ILP | PRO INT | . |  | PRO 0688 | 5414823279546 | FG | IP20 | LED Technology | 2700K | 90 | 40 | .
421 138 271 923 MDL W | M52 - MIDISPY 92740 MDL W | 310.7 | . | PR SPLITLINE | SPLITLINE M SPY | ILP | PRO INT | . |  | PRO 0688 | 5414823254284 | W | IP20 | LED Technology | 2700K | 90 | 40 | .
24421 9335 B | M52 - MIDISPY 93040 DIM5 B | 323.79 | . | PR SPLITLINE | SPLITLINE M SPY | ILP | PRO INT | . |  | PRO 0688 | 5414823322778 | B | IP20 | LED Technology | 3000K | 90 | 40 | .
24421 9335 FBR | M52 - MIDISPY 93040 DIM5 FBR | 372.58 | . | PR SPLITLINE | SPLITLINE M SPY | ILP | PRO INT | . |  | PRO 0688 | . | FBR | IP20 | LED Technology | 3000K | 90 | 40 | .
24421 9335 FG | M52 - MIDISPY 93040 DIM5 FG | 372.58 | . | PR SPLITLINE | SPLITLINE M SPY | ILP | PRO INT | . |  | PRO 0688 | . | FG | IP20 | LED Technology | 3000K | 90 | 40 | .
24421 9335 W | M52 - MIDISPY 93040 DIM5 W | 323.79 | . | PR SPLITLINE | SPLITLINE M SPY | ILP | PRO INT | . |  | PRO 0688 | . | W | IP20 | LED Technology | 3000K | 90 | 40 | .
421 138 271 933 MDL B | M52 - MIDISPY 93040 MDL B | 310.7 | . | PR SPLITLINE | SPLITLINE M SPY | ILP | PRO INT | . |  | PRO 0688 | 5414823254291 | B | IP20 | LED Technology | 3000K | 90 | 40 | .
421 138 271 933 MDL FBR | M52 - MIDISPY 93040 MDL FBR | 359.49 | . | PR SPLITLINE | SPLITLINE M SPY | ILP | PRO INT | . |  | PRO 0688 | 5414823279553 | FBR | IP20 | LED Technology | 3000K | 90 | 40 | .
421 138 271 933 MDL FG | M52 - MIDISPY 93040 MDL FG | 359.49 | . | PR SPLITLINE | SPLITLINE M SPY | ILP | PRO INT | . |  | PRO 0688 | 5414823279560 | FG | IP20 | LED Technology | 3000K | 90 | 40 | .
421 138 271 933 MDL W | M52 - MIDISPY 93040 MDL W | 310.7 | . | PR SPLITLINE | SPLITLINE M SPY | ILP | PRO INT | . |  | PRO 0688 | 5414823254307 | W | IP20 | LED Technology | 3000K | 90 | 40 | .
24422 9215 B | M52 - SPY 92718 DIM5 B | 333.69 | . | PR SPLITLINE | SPLITLINE M SPY | ILP | PRO INT | . |  | PRO 0688 | 5414823309984 | B | IP20 | LED Technology | 2700K | 90 | 18 | .
24422 9215 FBR | M52 - SPY 92718 DIM5 FBR | 382.48 | . | PR SPLITLINE | SPLITLINE M SPY | ILP | PRO INT | . |  | PRO 0688 | . | FBR | IP20 | LED Technology | 2700K | 90 | 18 | .
24422 9215 FG | M52 - SPY 92718 DIM5 FG | 382.48 | . | PR SPLITLINE | SPLITLINE M SPY | ILP | PRO INT | . |  | PRO 0688 | . | FG | IP20 | LED Technology | 2700K | 90 | 18 | .
24422 9215 W | M52 - SPY 92718 DIM5 W | 333.69 | . | PR SPLITLINE | SPLITLINE M SPY | ILP | PRO INT | . |  | PRO 0688 | . | W | IP20 | LED Technology | 2700K | 90 | 18 | .
421 148 811 921 MDL B | M52 - SPY 92718 MDL B | 320.61 | . | PR SPLITLINE | SPLITLINE M SPY | ILP | PRO INT | . |  | PRO 0688 | 5414823254512 | B | IP20 | LED Technology | 2700K | 90 | 18 | .
421 148 811 921 MDL FBR | M52 - SPY 92718 MDL FBR | 369.4 | . | PR SPLITLINE | SPLITLINE M SPY | ILP | PRO INT | . |  | PRO 0688 | 5414823279812 | FBR | IP20 | LED Technology | 2700K | 90 | 18 | .
421 148 811 921 MDL FG | M52 - SPY 92718 MDL FG | 369.4 | . | PR SPLITLINE | SPLITLINE M SPY | ILP | PRO INT | . |  | PRO 0688 | 5414823279829 | FG | IP20 | LED Technology | 2700K | 90 | 18 | .
421 148 811 921 MDL W | M52 - SPY 92718 MDL W | 320.61 | . | PR SPLITLINE | SPLITLINE M SPY | ILP | PRO INT | . |  | PRO 0688 | 5414823254529 | W | IP20 | LED Technology | 2700K | 90 | 18 | .
24422 9225 B | M52 - SPY 92733 DIM5 B | 333.69 | . | PR SPLITLINE | SPLITLINE M SPY | ILP | PRO INT | . |  | PRO 0688 | 5414823311963 | B | IP20 | LED Technology | 2700K | 90 | 33 | .
24422 9225 FBR | M52 - SPY 92733 DIM5 FBR | 382.48 | . | PR SPLITLINE | SPLITLINE M SPY | ILP | PRO INT | . |  | PRO 0688 | . | FBR | IP20 | LED Technology | 2700K | 90 | 33 | .
24422 9225 FG | M52 - SPY 92733 DIM5 FG | 382.48 | . | PR SPLITLINE | SPLITLINE M SPY | ILP | PRO INT | . |  | PRO 0688 | . | FG | IP20 | LED Technology | 2700K | 90 | 33 | .
24422 9225 W | M52 - SPY 92733 DIM5 W | 333.69 | . | PR SPLITLINE | SPLITLINE M SPY | ILP | PRO INT | . |  | PRO 0688 | . | W | IP20 | LED Technology | 2700K | 90 | 33 | .
421 148 811 922 MDL B | M52 - SPY 92733 MDL B | 320.61 | . | PR SPLITLINE | SPLITLINE M SPY | ILP | PRO INT | . |  | PRO 0688 | 5414823254536 | B | IP20 | LED Technology | 2700K | 90 | 33 | .
421 148 811 922 MDL FBR | M52 - SPY 92733 MDL FBR | 369.4 | . | PR SPLITLINE | SPLITLINE M SPY | ILP | PRO INT | . |  | PRO 0688 | 5414823279836 | FBR | IP20 | LED Technology | 2700K | 90 | 33 | .
421 148 811 922 MDL FG | M52 - SPY 92733 MDL FG | 369.4 | . | PR SPLITLINE | SPLITLINE M SPY | ILP | PRO INT | . |  | PRO 0688 | 5414823279843 | FG | IP20 | LED Technology | 2700K | 90 | 33 | .
421 148 811 922 MDL W | M52 - SPY 92733 MDL W | 320.61 | . | PR SPLITLINE | SPLITLINE M SPY | ILP | PRO INT | . |  | PRO 0688 | 5414823254543 | W | IP20 | LED Technology | 2700K | 90 | 33 | .
24422 9315 B | M52 - SPY 93018 DIM5 B | 333.69 | . | PR SPLITLINE | SPLITLINE M SPY | ILP | PRO INT | . |  | PRO 0688 | . | B | IP20 | LED Technology | 3000K | 90 | 18 | .
24422 9315 FBR | M52 - SPY 93018 DIM5 FBR | 382.48 | . | PR SPLITLINE | SPLITLINE M SPY | ILP | PRO INT | . |  | PRO 0688 | . | FBR | IP20 | LED Technology | 3000K | 90 | 18 | .
24422 9315 FG | M52 - SPY 93018 DIM5 FG | 382.48 | . | PR SPLITLINE | SPLITLINE M SPY | ILP | PRO INT | . |  | PRO 0688 | . | FG | IP20 | LED Technology | 3000K | 90 | 18 | .
24422 9315 W | M52 - SPY 93018 DIM5 W | 333.69 | . | PR SPLITLINE | SPLITLINE M SPY | ILP | PRO INT | . |  | PRO 0688 | . | W | IP20 | LED Technology | 3000K | 90 | 18 | .
421 148 811 931 MDL B | M52 - SPY 93018 MDL B | 320.61 | . | PR SPLITLINE | SPLITLINE M SPY | ILP | PRO INT | . |  | PRO 0688 | 5414823254550 | B | IP20 | LED Technology | 3000K | 90 | 18 | .
421 148 811 931 MDL FBR | M52 - SPY 93018 MDL FBR | 369.4 | . | PR SPLITLINE | SPLITLINE M SPY | ILP | PRO INT | . |  | PRO 0688 | 5414823279850 | FBR | IP20 | LED Technology | 3000K | 90 | 18 | .
421 148 811 931 MDL FG | M52 - SPY 93018 MDL FG | 369.4 | . | PR SPLITLINE | SPLITLINE M SPY | ILP | PRO INT | . |  | PRO 0688 | 5414823279867 | FG | IP20 | LED Technology | 3000K | 90 | 18 | .
421 148 811 931 MDL W | M52 - SPY 93018 MDL W | 320.61 | . | PR SPLITLINE | SPLITLINE M SPY | ILP | PRO INT | . |  | PRO 0688 | 5414823254567 | W | IP20 | LED Technology | 3000K | 90 | 18 | .
24422 9325 B | M52 - SPY 93033 DIM5 B | 333.69 | . | PR SPLITLINE | SPLITLINE M SPY | ILP | PRO INT | . |  | PRO 0688 | . | B | IP20 | LED Technology | 3000K | 90 | 33 | .
24422 9325 FBR | M52 - SPY 93033 DIM5 FBR | 382.48 | . | PR SPLITLINE | SPLITLINE M SPY | ILP | PRO INT | . |  | PRO 0688 | . | FBR | IP20 | LED Technology | 3000K | 90 | 33 | .
24422 9325 FG | M52 - SPY 93033 DIM5 FG | 382.48 | . | PR SPLITLINE | SPLITLINE M SPY | ILP | PRO INT | . |  | PRO 0688 | . | FG | IP20 | LED Technology | 3000K | 90 | 33 | .
24422 9325 W | M52 - SPY 93033 DIM5 W | 333.69 | . | PR SPLITLINE | SPLITLINE M SPY | ILP | PRO INT | . |  | PRO 0688 | . | W | IP20 | LED Technology | 3000K | 90 | 33 | .
421 148 811 932 MDL B | M52 - SPY 93033 MDL B | 320.61 | . | PR SPLITLINE | SPLITLINE M SPY | ILP | PRO INT | . |  | PRO 0688 | 5414823254574 | B | IP20 | LED Technology | 3000K | 90 | 33 | .
421 148 811 932 MDL FBR | M52 - SPY 93033 MDL FBR | 369.4 | . | PR SPLITLINE | SPLITLINE M SPY | ILP | PRO INT | . |  | PRO 0688 | 5414823279874 | FBR | IP20 | LED Technology | 3000K | 90 | 33 | .
421 148 811 932 MDL FG | M52 - SPY 93033 MDL FG | 369.4 | . | PR SPLITLINE | SPLITLINE M SPY | ILP | PRO INT | . |  | PRO 0688 | 5414823279881 | FG | IP20 | LED Technology | 3000K | 90 | 33 | .
421 148 811 932 MDL W | M52 - SPY 93033 MDL W | 320.61 | . | PR SPLITLINE | SPLITLINE M SPY | ILP | PRO INT | . |  | PRO 0688 | 5414823254581 | W | IP20 | LED Technology | 3000K | 90 | 33 | .
24425 9025 B | M52 - SPY 9-SOFT DIM5 B | 397.04 | . | PR SPLITLINE | SPLITLINE M SPY | ILP | PRO INT | . |  | PRO 0688 | 5414823310881 | B | IP20 | LED Technology | 2700-1800 | 90 | 40 | .
24425 9025 W | M52 - SPY 9-SOFT DIM5 W | 397.04 | . | PR SPLITLINE | SPLITLINE M SPY | ILP | PRO INT | . |  | PRO 0688 | . | W | IP20 | LED Technology | 2700-1800 | 90 | 40 | .
421 148 1902 MDL B | M52 - SPY 9-SOFT MDL B | 383.95 | . | PR SPLITLINE | SPLITLINE M SPY | ILP | PRO INT | . |  | PRO 0688 | 5414823279751 | B | IP20 | LED Technology | 2700-1800 | 90 | 40 | .
421 148 1902 MDL W | M52 - SPY 9-SOFT MDL W | 383.95 | . | PR SPLITLINE | SPLITLINE M SPY | ILP | PRO INT | . |  | PRO 0688 | 5414823279768 | W | IP20 | LED Technology | 2700-1800 | 90 | 40 | .
24429 9205 B | M52 - SPY FOCUS LP 927 DIM5 B | 514.68 | . | PR SPLITLINE | SPLITLINE M SPY | ILP | PRO INT | Æ |  | PRO 0689 | 5414823320064 | B | IP20 | LED Technology | 2700K | 90 | 1144 | .
24429 9205 FBR | M52 - SPY FOCUS LP 927 DIM5 FBR | 563.47 | . | PR SPLITLINE | SPLITLINE M SPY | ILP | PRO INT | Æ |  | PRO 0689 | 5414823320071 | FBR | IP20 | LED Technology | 2700K | 90 | 1144 | .
24429 9205 FG | M52 - SPY FOCUS LP 927 DIM5 FG | 563.47 | . | PR SPLITLINE | SPLITLINE M SPY | ILP | PRO INT | Æ |  | PRO 0689 | 5414823320088 | FG | IP20 | LED Technology | 2700K | 90 | 1144 | .
24429 9205 W | M52 - SPY FOCUS LP 927 DIM5 W | 514.68 | . | PR SPLITLINE | SPLITLINE M SPY | ILP | PRO INT | Æ |  | PRO 0689 | 5414823320095 | W | IP20 | LED Technology | 2700K | 90 | 1144 | .
24428 9200 B | M52 - SPY FOCUS LP 927 MDL B | 501.6 | . | PR SPLITLINE | SPLITLINE M SPY | ILP | PRO INT | Æ |  | PRO 0689 | 5414823319983 | B | IP20 | LED Technology | 2700K | 90 | 1144 | 421 158 811 92 MDL B
24428 9200 FBR | M52 - SPY FOCUS LP 927 MDL FBR | 550.39 | . | PR SPLITLINE | SPLITLINE M SPY | ILP | PRO INT | Æ |  | PRO 0689 | 5414823319990 | FBR | IP20 | LED Technology | 2700K | 90 | 1144 | 421 158 811 92 MDL FBR
24428 9200 FG | M52 - SPY FOCUS LP 927 MDL FG | 550.39 | . | PR SPLITLINE | SPLITLINE M SPY | ILP | PRO INT | Æ |  | PRO 0689 | 5414823320002 | FG | IP20 | LED Technology | 2700K | 90 | 1144 | 421 158 811 92 MDL FG
24428 9200 W | M52 - SPY FOCUS LP 927 MDL W | 501.6 | . | PR SPLITLINE | SPLITLINE M SPY | ILP | PRO INT | Æ |  | PRO 0689 | 5414823320019 | W | IP20 | LED Technology | 2700K | 90 | 1144 | 421 158 811 92 MDL W
24429 9305 B | M52 - SPY FOCUS LP 930 DIM5 B | 514.68 | . | PR SPLITLINE | SPLITLINE M SPY | ILP | PRO INT | Æ |  | PRO 0689 | 5414823320101 | B | IP20 | LED Technology | 3000K | 90 | 1144 | .
24429 9305 FBR | M52 - SPY FOCUS LP 930 DIM5 FBR | 563.47 | . | PR SPLITLINE | SPLITLINE M SPY | ILP | PRO INT | Æ |  | PRO 0689 | 5414823320118 | FBR | IP20 | LED Technology | 3000K | 90 | 1144 | .
24429 9305 FG | M52 - SPY FOCUS LP 930 DIM5 FG | 563.47 | . | PR SPLITLINE | SPLITLINE M SPY | ILP | PRO INT | Æ |  | PRO 0689 | 5414823320125 | FG | IP20 | LED Technology | 3000K | 90 | 1144 | .
24429 9305 W | M52 - SPY FOCUS LP 930 DIM5 W | 514.68 | . | PR SPLITLINE | SPLITLINE M SPY | ILP | PRO INT | Æ |  | PRO 0689 | 5414823320132 | W | IP20 | LED Technology | 3000K | 90 | 1144 | .
24428 9300 B | M52 - SPY FOCUS LP 930 MDL B | 501.6 | . | PR SPLITLINE | SPLITLINE M SPY | ILP | PRO INT | Æ |  | PRO 0689 | 5414823320026 | B | IP20 | LED Technology | 3000K | 90 | 1144 | 421 158 811 93 MDL B
24428 9300 FBR | M52 - SPY FOCUS LP 930 MDL FBR | 550.39 | . | PR SPLITLINE | SPLITLINE M SPY | ILP | PRO INT | Æ |  | PRO 0689 | 5414823320033 | FBR | IP20 | LED Technology | 3000K | 90 | 1144 | 421 158 811 93 MDL FBR
24428 9300 FG | M52 - SPY FOCUS LP 930 MDL FG | 550.39 | . | PR SPLITLINE | SPLITLINE M SPY | ILP | PRO INT | Æ |  | PRO 0689 | 5414823320040 | FG | IP20 | LED Technology | 3000K | 90 | 1144 | 421 158 811 93 MDL FG
24428 9300 W | M52 - SPY FOCUS LP 930 MDL W | 501.6 | . | PR SPLITLINE | SPLITLINE M SPY | ILP | PRO INT | Æ |  | PRO 0689 | 5414823320057 | W | IP20 | LED Technology | 3000K | 90 | 1144 | 421 158 811 93 MDL W
24427 9205 B | M52 - SPY FOCUS MP 927 DIM5 B | 536.48 | . | PR SPLITLINE | SPLITLINE M SPY | ILP | PRO INT | Æ |  | PRO 0689 | 5414823310393 | B | IP20 | LED Technology | 2700K | 90 | 1144 | .
24427 9205 FBR | M52 - SPY FOCUS MP 927 DIM5 FBR | 585.27 | . | PR SPLITLINE | SPLITLINE M SPY | ILP | PRO INT | Æ |  | PRO 0689 | 5414823319945 | FBR | IP20 | LED Technology | 2700K | 90 | 1144 | .
24427 9205 FG | M52 - SPY FOCUS MP 927 DIM5 FG | 585.27 | . | PR SPLITLINE | SPLITLINE M SPY | ILP | PRO INT | Æ |  | PRO 0689 | 5414823319952 | FG | IP20 | LED Technology | 2700K | 90 | 1144 | .
24427 9205 W | M52 - SPY FOCUS MP 927 DIM5 W | 536.48 | . | PR SPLITLINE | SPLITLINE M SPY | ILP | PRO INT | Æ |  | PRO 0689 | . | W | IP20 | LED Technology | 2700K | 90 | 1144 | .
24426 9200 B | M52 - SPY FOCUS MP 927 MDL B | 523.4 | . | PR SPLITLINE | SPLITLINE M SPY | ILP | PRO INT | Æ |  | PRO 0689 | 5414823308956 | B | IP20 | LED Technology | 2700K | 90 | 1144 | .
24426 9200 FBR | M52 - SPY FOCUS MP 927 MDL FBR | 572.19 | . | PR SPLITLINE | SPLITLINE M SPY | ILP | PRO INT | Æ |  | PRO 0689 | 5414823319907 | FBR | IP20 | LED Technology | 2700K | 90 | 1144 | .
24426 9200 FG | M52 - SPY FOCUS MP 927 MDL FG | 572.19 | . | PR SPLITLINE | SPLITLINE M SPY | ILP | PRO INT | Æ |  | PRO 0689 | 5414823319914 | FG | IP20 | LED Technology | 2700K | 90 | 1144 | .
24426 9200 W | M52 - SPY FOCUS MP 927 MDL W | 523.4 | . | PR SPLITLINE | SPLITLINE M SPY | ILP | PRO INT | Æ |  | PRO 0689 | . | W | IP20 | LED Technology | 2700K | 90 | 1144 | .
24427 9305 B | M52 - SPY FOCUS MP 930 DIM5 B | 536.48 | . | PR SPLITLINE | SPLITLINE M SPY | ILP | PRO INT | Æ |  | PRO 0689 | . | B | IP20 | LED Technology | 3000K | 90 | 1144 | .
24427 9305 FBR | M52 - SPY FOCUS MP 930 DIM5 FBR | 585.27 | . | PR SPLITLINE | SPLITLINE M SPY | ILP | PRO INT | Æ |  | PRO 0689 | 5414823319969 | FBR | IP20 | LED Technology | 3000K | 90 | 1144 | .
24427 9305 FG | M52 - SPY FOCUS MP 930 DIM5 FG | 585.27 | . | PR SPLITLINE | SPLITLINE M SPY | ILP | PRO INT | Æ |  | PRO 0689 | 5414823319976 | FG | IP20 | LED Technology | 3000K | 90 | 1144 | .
24427 9305 W | M52 - SPY FOCUS MP 930 DIM5 W | 536.48 | . | PR SPLITLINE | SPLITLINE M SPY | ILP | PRO INT | Æ |  | PRO 0689 | . | W | IP20 | LED Technology | 3000K | 90 | 1144 | .
24426 9300 B | M52 - SPY FOCUS MP 930 MDL B | 523.4 | . | PR SPLITLINE | SPLITLINE M SPY | ILP | PRO INT | Æ |  | PRO 0689 | . | B | IP20 | LED Technology | 3000K | 90 | 1144 | .
24426 9300 FBR | M52 - SPY FOCUS MP 930 MDL FBR | 572.19 | . | PR SPLITLINE | SPLITLINE M SPY | ILP | PRO INT | Æ |  | PRO 0689 | 5414823319921 | FBR | IP20 | LED Technology | 3000K | 90 | 1144 | .
24426 9300 FG | M52 - SPY FOCUS MP 930 MDL FG | 572.19 | . | PR SPLITLINE | SPLITLINE M SPY | ILP | PRO INT | Æ |  | PRO 0689 | 5414823319938 | FG | IP20 | LED Technology | 3000K | 90 | 1144 | .
24426 9300 W | M52 - SPY FOCUS MP 930 MDL W | 523.4 | . | PR SPLITLINE | SPLITLINE M SPY | ILP | PRO INT | Æ |  | PRO 0689 | . | W | IP20 | LED Technology | 3000K | 90 | 1144 | .
24424 9215 B | M52 - SPY HP 92733 DIM5 B | 373.41 | . | PR SPLITLINE | SPLITLINE M SPY | ILP | PRO INT | . |  | PRO 0689 | 5414823310614 | B | IP20 | LED Technology | 2700K | 90 | 33 | .
24424 9215 FBR | M52 - SPY HP 92733 DIM5 FBR | 422.2 | . | PR SPLITLINE | SPLITLINE M SPY | ILP | PRO INT | . |  | PRO 0689 | . | FBR | IP20 | LED Technology | 2700K | 90 | 33 | .
24424 9215 FG | M52 - SPY HP 92733 DIM5 FG | 422.2 | . | PR SPLITLINE | SPLITLINE M SPY | ILP | PRO INT | . |  | PRO 0689 | . | FG | IP20 | LED Technology | 2700K | 90 | 33 | .
24424 9215 W | M52 - SPY HP 92733 DIM5 W | 373.41 | . | PR SPLITLINE | SPLITLINE M SPY | ILP | PRO INT | . |  | PRO 0689 | . | W | IP20 | LED Technology | 2700K | 90 | 33 | .
421 148 21 921 MDL B | M52 - SPY HP 92733 MDL B | 360.35 | . | PR SPLITLINE | SPLITLINE M SPY | ILP | PRO INT | . |  | PRO 0689 | 5414823254475 | B | IP20 | LED Technology | 2700K | 90 | 33 | .
421 148 21 921 MDL FBR | M52 - SPY HP 92733 MDL FBR | 409.14 | . | PR SPLITLINE | SPLITLINE M SPY | ILP | PRO INT | . |  | PRO 0689 | 5414823279775 | FBR | IP20 | LED Technology | 2700K | 90 | 33 | .
421 148 21 921 MDL FG | M52 - SPY HP 92733 MDL FG | 409.14 | . | PR SPLITLINE | SPLITLINE M SPY | ILP | PRO INT | . |  | PRO 0689 | 5414823279782 | FG | IP20 | LED Technology | 2700K | 90 | 33 | .
421 148 21 921 MDL W | M52 - SPY HP 92733 MDL W | 360.35 | . | PR SPLITLINE | SPLITLINE M SPY | ILP | PRO INT | . |  | PRO 0689 | 5414823254482 | W | IP20 | LED Technology | 2700K | 90 | 33 | .
24424 9315 B | M52 - SPY HP 93033 DIM5 B | 373.41 | . | PR SPLITLINE | SPLITLINE M SPY | ILP | PRO INT | . |  | PRO 0689 | . | B | IP20 | LED Technology | 3000K | 90 | 33 | .
24424 9315 FBR | M52 - SPY HP 93033 DIM5 FBR | 422.2 | . | PR SPLITLINE | SPLITLINE M SPY | ILP | PRO INT | . |  | PRO 0689 | . | FBR | IP20 | LED Technology | 3000K | 90 | 33 | .
24424 9315 FG | M52 - SPY HP 93033 DIM5 FG | 422.2 | . | PR SPLITLINE | SPLITLINE M SPY | ILP | PRO INT | . |  | PRO 0689 | . | FG | IP20 | LED Technology | 3000K | 90 | 33 | .
24424 9315 W | M52 - SPY HP 93033 DIM5 W | 373.41 | . | PR SPLITLINE | SPLITLINE M SPY | ILP | PRO INT | . |  | PRO 0689 | . | W | IP20 | LED Technology | 3000K | 90 | 33 | .
421 148 21 931 MDL B | M52 - SPY HP 93033 MDL B | 360.35 | . | PR SPLITLINE | SPLITLINE M SPY | ILP | PRO INT | . |  | PRO 0689 | 5414823254499 | B | IP20 | LED Technology | 3000K | 90 | 33 | .
421 148 21 931 MDL FBR | M52 - SPY HP 93033 MDL FBR | 409.14 | . | PR SPLITLINE | SPLITLINE M SPY | ILP | PRO INT | . |  | PRO 0689 | 5414823279799 | FBR | IP20 | LED Technology | 3000K | 90 | 33 | .
421 148 21 931 MDL FG | M52 - SPY HP 93033 MDL FG | 409.14 | . | PR SPLITLINE | SPLITLINE M SPY | ILP | PRO INT | . |  | PRO 0689 | 5414823279805 | FG | IP20 | LED Technology | 3000K | 90 | 33 | .
421 148 21 931 MDL W | M52 - SPY HP 93033 MDL W | 360.35 | . | PR SPLITLINE | SPLITLINE M SPY | ILP | PRO INT | . |  | PRO 0689 | 5414823254505 | W | IP20 | LED Technology | 3000K | 90 | 33 | .
23351 9225 W | M20/M26H - TWEETER 92733 DIM5 W | 421.7 | . | PR SPLITLINE | SPLITLINE M TWEETER | ILP | PRO INT | . |  | PRO 0692 | 5414823303463 | W | IP20 | LED Technology | 2700K | 90 | 33 | .
421 512 811 922 MDL W | M20/M26H - TWEETER 92733 MDL W | 408.64 | . | PR SPLITLINE | SPLITLINE M TWEETER | ILP | PRO INT | . |  | PRO 0692 | 5414823254802 | W | IP20 | LED Technology | 2700K | 90 | 33 | .
23351 9235 W | M20/M26H - TWEETER 92750 DIM5 W | 421.7 | . | PR SPLITLINE | SPLITLINE M TWEETER | ILP | PRO INT | . |  | PRO 0692 | 5414823303470 | W | IP20 | LED Technology | 2700K | 90 | 50 | .
421 512 811 923 MDL W | M20/M26H - TWEETER 92750 MDL W | 408.64 | . | PR SPLITLINE | SPLITLINE M TWEETER | ILP | PRO INT | . |  | PRO 0692 | 5414823254819 | W | IP20 | LED Technology | 2700K | 90 | 50 | .
23351 9325 W | M20/M26H - TWEETER 93033 DIM5 W | 421.7 | . | PR SPLITLINE | SPLITLINE M TWEETER | ILP | PRO INT | . |  | PRO 0692 | 5414823303487 | W | IP20 | LED Technology | 3000K | 90 | 33 | .
421 512 811 932 MDL W | M20/M26H - TWEETER 93033 MDL W | 408.64 | . | PR SPLITLINE | SPLITLINE M TWEETER | ILP | PRO INT | . |  | PRO 0692 | 5414823254826 | W | IP20 | LED Technology | 3000K | 90 | 33 | .
23351 9335 W | M20/M26H - TWEETER 93050 DIM5 W | 421.7 | . | PR SPLITLINE | SPLITLINE M TWEETER | ILP | PRO INT | . |  | PRO 0692 | 5414823303494 | W | IP20 | LED Technology | 3000K | 90 | 50 | .
421 512 811 933 MDL W | M20/M26H - TWEETER 93050 MDL W | 408.64 | . | PR SPLITLINE | SPLITLINE M TWEETER | ILP | PRO INT | . |  | PRO 0692 | 5414823254833 | W | IP20 | LED Technology | 3000K | 90 | 50 | .
23352 9205 B | M20/M26H - TWEETER BL 927 DIM5 B | 365.68 | . | PR SPLITLINE | SPLITLINE M TWEETER | ILP | PRO INT | . |  | PRO 0692 | 5414823303500 | B | IP20 | LED Technology | 2700K | 90 | . | .
23352 9205 W | M20/M26H - TWEETER BL 927 DIM5 W | 365.68 | . | PR SPLITLINE | SPLITLINE M TWEETER | ILP | PRO INT | . |  | PRO 0692 | 5414823303517 | W | IP20 | LED Technology | 2700K | 90 | . | .
421 522 811 920 MDL B | M20/M26H - TWEETER BL 927 MDL B | 352.6 | . | PR SPLITLINE | SPLITLINE M TWEETER | ILP | PRO INT | . |  | PRO 0692 | 5414823254840 | B | IP20 | LED Technology | 2700K | 90 | . | .
421 522 811 920 MDL W | M20/M26H - TWEETER BL 927 MDL W | 352.6 | . | PR SPLITLINE | SPLITLINE M TWEETER | ILP | PRO INT | . |  | PRO 0692 | 5414823254857 | W | IP20 | LED Technology | 2700K | 90 | . | .
23352 9305 B | M20/M26H - TWEETER BL 930 DIM5 B | 365.68 | . | PR SPLITLINE | SPLITLINE M TWEETER | ILP | PRO INT | . |  | PRO 0692 | 5414823303524 | B | IP20 | LED Technology | 3000K | 90 | . | .
23352 9305 W | M20/M26H - TWEETER BL 930 DIM5 W | 365.68 | . | PR SPLITLINE | SPLITLINE M TWEETER | ILP | PRO INT | . |  | PRO 0692 | 5414823303531 | W | IP20 | LED Technology | 3000K | 90 | . | .
421 522 811 930 MDL B | M20/M26H - TWEETER BL 930 MDL B | 352.6 | . | PR SPLITLINE | SPLITLINE M TWEETER | ILP | PRO INT | . |  | PRO 0692 | 5414823254864 | B | IP20 | LED Technology | 3000K | 90 | . | .
421 522 811 930 MDL W | M20/M26H - TWEETER BL 930 MDL W | 352.6 | . | PR SPLITLINE | SPLITLINE M TWEETER | ILP | PRO INT | . |  | PRO 0692 | 5414823254871 | W | IP20 | LED Technology | 3000K | 90 | . | .
23241 9225 W | M26L - TWEETER 92733 DIM5 W | 421.7 | . | PR SPLITLINE | SPLITLINE M TWEETER | ILP | PRO INT | Æ |  | PRO 0692 | 5414823317002 | W | IP20 | LED Technology | 2700K | 90 | 33 | .
23240 9220 W | M26L - TWEETER 92733 MDL W | 408.64 | . | PR SPLITLINE | SPLITLINE M TWEETER | ILP | PRO INT | Æ |  | PRO 0692 | 5414823316968 | W | IP20 | LED Technology | 2700K | 90 | 33 | .
23241 9235 W | M26L - TWEETER 92750 DIM5 W | 421.7 | . | PR SPLITLINE | SPLITLINE M TWEETER | ILP | PRO INT | Æ |  | PRO 0692 | 5414823317019 | W | IP20 | LED Technology | 2700K | 90 | 50 | .
23240 9230 W | M26L - TWEETER 92750 MDL W | 408.64 | . | PR SPLITLINE | SPLITLINE M TWEETER | ILP | PRO INT | Æ |  | PRO 0692 | 5414823316975 | W | IP20 | LED Technology | 2700K | 90 | 50 | .
23241 9325 W | M26L - TWEETER 93033 DIM5 W | 421.7 | . | PR SPLITLINE | SPLITLINE M TWEETER | ILP | PRO INT | Æ |  | PRO 0692 | 5414823317026 | W | IP20 | LED Technology | 3000K | 90 | 33 | .
23240 9320 W | M26L - TWEETER 93033 MDL W | 408.64 | . | PR SPLITLINE | SPLITLINE M TWEETER | ILP | PRO INT | Æ |  | PRO 0692 | 5414823316982 | W | IP20 | LED Technology | 3000K | 90 | 33 | .
23241 9335 W | M26L - TWEETER 93050 DIM5 W | 421.7 | . | PR SPLITLINE | SPLITLINE M TWEETER | ILP | PRO INT | Æ |  | PRO 0692 | 5414823317033 | W | IP20 | LED Technology | 3000K | 90 | 50 | .
23240 9330 W | M26L - TWEETER 93050 MDL W | 408.64 | . | PR SPLITLINE | SPLITLINE M TWEETER | ILP | PRO INT | Æ |  | PRO 0692 | 5414823316999 | W | IP20 | LED Technology | 3000K | 90 | 50 | .
23243 9205 B | M26L - TWEETER BL 927 DIM5 B | 365.68 | . | PR SPLITLINE | SPLITLINE M TWEETER | ILP | PRO INT | Æ |  | PRO 0692 | 5414823317088 | B | IP20 | LED Technology | 2700K | 90 | . | .
23243 9205 W | M26L - TWEETER BL 927 DIM5 W | 365.68 | . | PR SPLITLINE | SPLITLINE M TWEETER | ILP | PRO INT | Æ |  | PRO 0692 | 5414823317095 | W | IP20 | LED Technology | 2700K | 90 | . | .
23242 9200 B | M26L - TWEETER BL 927 MDL B | 352.6 | . | PR SPLITLINE | SPLITLINE M TWEETER | ILP | PRO INT | Æ |  | PRO 0692 | 5414823317040 | B | IP20 | LED Technology | 2700K | 90 | . | .
23242 9200 W | M26L - TWEETER BL 927 MDL W | 352.6 | . | PR SPLITLINE | SPLITLINE M TWEETER | ILP | PRO INT | Æ |  | PRO 0692 | 5414823317057 | W | IP20 | LED Technology | 2700K | 90 | . | .
23243 9305 B | M26L - TWEETER BL 930 DIM5 B | 365.68 | . | PR SPLITLINE | SPLITLINE M TWEETER | ILP | PRO INT | Æ |  | PRO 0692 | 5414823317101 | B | IP20 | LED Technology | 3000K | 90 | . | .
23243 9305 W | M26L - TWEETER BL 930 DIM5 W | 365.68 | . | PR SPLITLINE | SPLITLINE M TWEETER | ILP | PRO INT | Æ |  | PRO 0692 | 5414823317118 | W | IP20 | LED Technology | 3000K | 90 | . | .
23242 9300 B | M26L - TWEETER BL 930 MDL B | 352.6 | . | PR SPLITLINE | SPLITLINE M TWEETER | ILP | PRO INT | Æ |  | PRO 0692 | 5414823317064 | B | IP20 | LED Technology | 3000K | 90 | . | .
23242 9300 W | M26L - TWEETER BL 930 MDL W | 352.6 | . | PR SPLITLINE | SPLITLINE M TWEETER | ILP | PRO INT | Æ |  | PRO 0692 | 5414823317071 | W | IP20 | LED Technology | 3000K | 90 | . | .
23371 8215 BBR | M20/M26H - VIZIR 82715 DIM5 BBR | 466.01 | . | PR SPLITLINE | SPLITLINE M VIZIR | ILP | PRO INT | . |  | PRO 0690 | 5414823304002 | BBR | IP20 | LED Technology | 2700K | 80 | 8 | .
23371 8215 GC | M20/M26H - VIZIR 82715 DIM5 GC | 382.23 | . | PR SPLITLINE | SPLITLINE M VIZIR | ILP | PRO INT | . |  | PRO 0690 | 5414823304019 | GC | IP20 | LED Technology | 2700K | 80 | 8 | .
473 151 821 MDL BBR | M20/M26H - VIZIR 82715 MDL BBR | 452.93 | . | PR SPLITLINE | SPLITLINE M VIZIR | ILP | PRO INT | . |  | PRO 0690 | 5414823284557 | BBR | IP20 | LED Technology | 2700K | 80 | 8 | .
473 151 821 MDL GC | M20/M26H - VIZIR 82715 MDL GC | 369.17 | . | PR SPLITLINE | SPLITLINE M VIZIR | ILP | PRO INT | . |  | PRO 0690 | 5414823284564 | GC | IP20 | LED Technology | 2700K | 80 | 8 | .
23371 8315 BBR | M20/M26H - VIZIR 83015 DIM5 BBR | 466.01 | . | PR SPLITLINE | SPLITLINE M VIZIR | ILP | PRO INT | . |  | PRO 0690 | 5414823304026 | BBR | IP20 | LED Technology | 3000K | 80 | 8 | .
23371 8315 GC | M20/M26H - VIZIR 83015 DIM5 GC | 382.23 | . | PR SPLITLINE | SPLITLINE M VIZIR | ILP | PRO INT | . |  | PRO 0690 | 5414823304033 | GC | IP20 | LED Technology | 3000K | 80 | 8 | .
473 151 831 MDL BBR | M20/M26H - VIZIR 83015 MDL BBR | 452.93 | . | PR SPLITLINE | SPLITLINE M VIZIR | ILP | PRO INT | . |  | PRO 0690 | 5414823284571 | BBR | IP20 | LED Technology | 3000K | 80 | 8 | .
473 151 831 MDL GC | M20/M26H - VIZIR 83015 MDL GC | 369.17 | . | PR SPLITLINE | SPLITLINE M VIZIR | ILP | PRO INT | . |  | PRO 0690 | 5414823284588 | GC | IP20 | LED Technology | 3000K | 80 | 8 | .
23362 9225 BBR | M20/M26H - VIZIR L 92733 DIM5 BBR | 477.77 | . | PR SPLITLINE | SPLITLINE M VIZIR | ILP | PRO INT | . |  | PRO 0690 | 5414823303807 | BBR | IP20 | LED Technology | 2700K | 90 | 33 | .
23362 9225 GC | M20/M26H - VIZIR L 92733 DIM5 GC | 389 | . | PR SPLITLINE | SPLITLINE M VIZIR | ILP | PRO INT | . |  | PRO 0690 | 5414823303814 | GC | IP20 | LED Technology | 2700K | 90 | 33 | .
473 152 811 922 MDL BBR | M20/M26H - VIZIR L 92733 MDL BBR | 464.7 | . | PR SPLITLINE | SPLITLINE M VIZIR | ILP | PRO INT | . |  | PRO 0690 | 5414823284595 | BBR | IP20 | LED Technology | 2700K | 90 | 33 | .
473 152 811 922 MDL GC | M20/M26H - VIZIR L 92733 MDL GC | 375.93 | . | PR SPLITLINE | SPLITLINE M VIZIR | ILP | PRO INT | . |  | PRO 0690 | 5414823284601 | GC | IP20 | LED Technology | 2700K | 90 | 33 | .
23362 9325 BBR | M20/M26H - VIZIR L 93033 DIM5 BBR | 477.77 | . | PR SPLITLINE | SPLITLINE M VIZIR | ILP | PRO INT | . |  | PRO 0690 | 5414823303821 | BBR | IP20 | LED Technology | 3000K | 90 | 33 | .
23362 9325 GC | M20/M26H - VIZIR L 93033 DIM5 GC | 389 | . | PR SPLITLINE | SPLITLINE M VIZIR | ILP | PRO INT | . |  | PRO 0690 | 5414823303838 | GC | IP20 | LED Technology | 3000K | 90 | 33 | .
473 152 811 932 MDL BBR | M20/M26H - VIZIR L 93033 MDL BBR | 464.7 | . | PR SPLITLINE | SPLITLINE M VIZIR | ILP | PRO INT | . |  | PRO 0690 | 5414823284618 | BBR | IP20 | LED Technology | 3000K | 90 | 33 | .
473 152 811 932 MDL GC | M20/M26H - VIZIR L 93033 MDL GC | 375.93 | . | PR SPLITLINE | SPLITLINE M VIZIR | ILP | PRO INT | . |  | PRO 0690 | 5414823284625 | GC | IP20 | LED Technology | 3000K | 90 | 33 | .
23247 8215 BBR | M26L/M35R - VIZIR 82715 DIM5 BBR | 466.01 | . | PR SPLITLINE | SPLITLINE M VIZIR | ILP | PRO INT | Æ |  | PRO 0690 | 5414823317200 | BBR | IP20 | LED Technology | 2700K | 80 | 8 | .
23247 8215 GC | M26L/M35R - VIZIR 82715 DIM5 GC | 382.23 | . | PR SPLITLINE | SPLITLINE M VIZIR | ILP | PRO INT | Æ |  | PRO 0690 | 5414823317217 | GC | IP20 | LED Technology | 2700K | 80 | 8 | .
23246 8210 BBR | M26L/M35R - VIZIR 82715 MDL BBR | 452.93 | . | PR SPLITLINE | SPLITLINE M VIZIR | ILP | PRO INT | Æ |  | PRO 0690 | 5414823317163 | BBR | IP20 | LED Technology | 2700K | 80 | 8 | .
23246 8210 GC | M26L/M35R - VIZIR 82715 MDL GC | 369.17 | . | PR SPLITLINE | SPLITLINE M VIZIR | ILP | PRO INT | Æ |  | PRO 0690 | 5414823317170 | GC | IP20 | LED Technology | 2700K | 80 | 8 | .
23247 8315 BBR | M26L/M35R - VIZIR 83015 DIM5 BBR | 466.01 | . | PR SPLITLINE | SPLITLINE M VIZIR | ILP | PRO INT | Æ |  | PRO 0690 | 5414823317224 | BBR | IP20 | LED Technology | 3000K | 80 | 8 | .
23247 8315 GC | M26L/M35R - VIZIR 83015 DIM5 GC | 382.23 | . | PR SPLITLINE | SPLITLINE M VIZIR | ILP | PRO INT | Æ |  | PRO 0690 | 5414823317231 | GC | IP20 | LED Technology | 3000K | 80 | 8 | .
23246 8310 BBR | M26L/M35R - VIZIR 83015 MDL BBR | 452.93 | . | PR SPLITLINE | SPLITLINE M VIZIR | ILP | PRO INT | Æ |  | PRO 0690 | 5414823317187 | BBR | IP20 | LED Technology | 3000K | 80 | 8 | .
23246 8310 GC | M26L/M35R - VIZIR 83015 MDL GC | 369.17 | . | PR SPLITLINE | SPLITLINE M VIZIR | ILP | PRO INT | Æ |  | PRO 0690 | 5414823317194 | GC | IP20 | LED Technology | 3000K | 80 | 8 | .
23249 9225 BBR | M26L/M35R - VIZIR L 92733 DIM5 BBR | 477.77 | . | PR SPLITLINE | SPLITLINE M VIZIR | ILP | PRO INT | Æ |  | PRO 0690 | 5414823317286 | BBR | IP20 | LED Technology | 2700K | 90 | 33 | .
23249 9225 GC | M26L/M35R - VIZIR L 92733 DIM5 GC | 389 | . | PR SPLITLINE | SPLITLINE M VIZIR | ILP | PRO INT | Æ |  | PRO 0690 | 5414823317293 | GC | IP20 | LED Technology | 2700K | 90 | 33 | .
23248 9220 BBR | M26L/M35R - VIZIR L 92733 MDL BBR | 464.7 | . | PR SPLITLINE | SPLITLINE M VIZIR | ILP | PRO INT | Æ |  | PRO 0690 | 5414823317248 | BBR | IP20 | LED Technology | 2700K | 90 | 33 | .
23248 9220 GC | M26L/M35R - VIZIR L 92733 MDL GC | 375.93 | . | PR SPLITLINE | SPLITLINE M VIZIR | ILP | PRO INT | Æ |  | PRO 0690 | 5414823317255 | GC | IP20 | LED Technology | 2700K | 90 | 33 | .
23249 9325 BBR | M26L/M35R - VIZIR L 93033 DIM5 BBR | 477.77 | . | PR SPLITLINE | SPLITLINE M VIZIR | ILP | PRO INT | Æ |  | PRO 0690 | 5414823317309 | BBR | IP20 | LED Technology | 3000K | 90 | 33 | .
23249 9325 GC | M26L/M35R - VIZIR L 93033 DIM5 GC | 389 | . | PR SPLITLINE | SPLITLINE M VIZIR | ILP | PRO INT | Æ |  | PRO 0690 | 5414823317316 | GC | IP20 | LED Technology | 3000K | 90 | 33 | .
23248 9320 BBR | M26L/M35R - VIZIR L 93033 MDL BBR | 464.7 | . | PR SPLITLINE | SPLITLINE M VIZIR | ILP | PRO INT | Æ |  | PRO 0690 | 5414823317262 | BBR | IP20 | LED Technology | 3000K | 90 | 33 | .
23248 9320 GC | M26L/M35R - VIZIR L 93033 MDL GC | 375.93 | . | PR SPLITLINE | SPLITLINE M VIZIR | ILP | PRO INT | Æ |  | PRO 0690 | 5414823317279 | GC | IP20 | LED Technology | 3000K | 90 | 33 | .
420 20 06 06 | SPM20 - CORNER SET 90° | 95.1 | . | PR SPLITLINE | SPLITLINE M20 | ILP | PRO INT | . |  | PRO 0663 | 5414823253843 | . | . | . | . | . | . | .
23301 0690 | SPM20 - CORNER SET R 90° | 261.74 | . | PR SPLITLINE | SPLITLINE M20 | ILP | PRO INT | Æ |  | PRO 0663 | 5414823318214 | . | . | . | . | . | . | .
420 20 06 17 | SPM20 - CORNER SET V90° | 95.1 | . | PR SPLITLINE | SPLITLINE M20 | ILP | PRO INT | . |  | PRO 0663 | 5414823253850 | . | . | . | . | . | . | .
420 20 03 01 B | SPM20 - END CAP B | 20.5 | . | PR SPLITLINE | SPLITLINE M20 | ILP | PRO INT | . |  | PRO 0663 | 5414823253836 | B | . | . | . | . | . | .
420 20 14 01 | SPM20 - FIXATION SET [2pcs] | 13.53 | . | PR SPLITLINE | SPLITLINE M20 | ILP | PRO INT | . |  | PRO 0663 | 5414823253874 | . | . | . | . | . | . | .
420 20 10 00 B | SPM20 - PROFILE 1m B | 177.8 | . | PR SPLITLINE | SPLITLINE M20 | ILP | PRO INT | . |  | PRO 0663 | 5414823253867 | B | . | . | . | . | . | .
420 20 20 00 B | SPM20 - PROFILE 2m B | 323.88 | . | PR SPLITLINE | SPLITLINE M20 | ILP | PRO INT | . |  | PRO 0663 | 5414823253881 | B | . | . | . | . | . | .
420 20 30 00 B | SPM20 - PROFILE 3m B | 475.76 | . | PR SPLITLINE | SPLITLINE M20 | ILP | PRO INT | . |  | PRO 0663 | 5414823253898 | B | . | . | . | . | . | .
23301 0000 B | SPM20 - PROFILE [1m] B | OnRequest | . | PR SPLITLINE | SPLITLINE M20 | ILP | PRO INT | Æ |  | PRO 0663 | 5414823318207 | B | . | . | . | . | . | .
420 52 06 06 | SPM52 - CORNER SET 90° | 194.54 | . | PR SPLITLINE | SPLITLINE M52 | ILP | PRO INT | . |  | PRO 0667 | 5414823253959 | . | . | . | . | . | . | .
420 52 03 01 B | SPM52 - END CAP B | 30.08 | . | PR SPLITLINE | SPLITLINE M52 | ILP | PRO INT | . |  | PRO 0667 | 5414823253942 | B | . | . | . | . | . | .
420 52 10 00 B | SPM52 - PROFILE 1m B | 303.1 | . | PR SPLITLINE | SPLITLINE M52 | ILP | PRO INT | . |  | PRO 0667 | 5414823253973 | B | . | . | . | . | . | .
420 52 20 00 B | SPM52 - PROFILE 2m B | 601.4 | . | PR SPLITLINE | SPLITLINE M52 | ILP | PRO INT | . |  | PRO 0667 | 5414823253980 | B | . | . | . | . | . | .
420 52 30 00 B | SPM52 - PROFILE 3m B | 901.11 | . | PR SPLITLINE | SPLITLINE M52 | ILP | PRO INT | . |  | PRO 0667 | 5414823253997 | B | . | . | . | . | . | .
24413 0000 B | SPM52 - PROFILE [1m] B | OnRequest | . | PR SPLITLINE | SPLITLINE M52 | ILP | PRO INT | Æ |  | PRO 0667 | 5414823319891 | B | . | . | . | . | . | .
420 52 98 01 | SPM52 - SUSPENSION BRACKET | 13.34 | . | PR SPLITLINE | SPLITLINE M52 | ILP | PRO INT | . |  | PRO 0667 | 5414823263729 | . | . | . | . | . | . | .
377 98 51 | HDL75 - CURRENT SUPPLY 3 x 0,75mm² 1,6m | 28.27 | . | PR STREAMLINER | STREAMLINER | ILP | PRO INT | . |  | PRO 0839, 0841, 0855, 0863 | 5414823134142 | . | . | . | . | . | . | .
377 98 56 | HDL75 - CURRENT SUPPLY 3 x 0,75mm² 6,0m | 91.6 | . | PR STREAMLINER | STREAMLINER | ILP | PRO INT | . |  | PRO 0839, 0841, 0855, 0863 | 5414823134159 | . | . | . | . | . | . | .
377 99 51 | HDL75 - CURRENT SUPPLY 5 x 0,75mm² 1,6m | 57.67 | . | PR STREAMLINER | STREAMLINER | ILP | PRO INT | . |  | PRO 0839, 0841, 0855, 0863 | 5414823134166 | . | . | . | . | . | . | .
377 99 56 | HDL75 - CURRENT SUPPLY 5 x 0,75mm² 6,0m | 142.39 | . | PR STREAMLINER | STREAMLINER | ILP | PRO INT | . |  | PRO 0839, 0841, 0855, 0863 | 5414823134173 | . | . | . | . | . | . | .
389 611 923 | SRL - 1 LED 92740 | 260.56 | . | PR STREAMLINER | STREAMLINER | ILP | PRO INT | . |  | PRO 0845 | . | . | IP20 | LED Technology | 2700K | 90 | 40 | .
389 611 933 | SRL - 1 LED 93040 | 260.56 | . | PR STREAMLINER | STREAMLINER | ILP | PRO INT | . |  | PRO 0845 | . | . | IP20 | LED Technology | 3000K | 90 | 40 | .
389 612 923 | SRL - 2 LED 92740 | 436.55 | . | PR STREAMLINER | STREAMLINER | ILP | PRO INT | . |  | PRO 0845 | . | . | IP20 | LED Technology | 2700K | 90 | 40 | .
389 612 933 | SRL - 2 LED 93040 | 436.55 | . | PR STREAMLINER | STREAMLINER | ILP | PRO INT | . |  | PRO 0845 | . | . | IP20 | LED Technology | 3000K | 90 | 40 | .
389 613 06 E | SRL - LED ARRAY 1 x 06W DOWN HE | 192.08 | . | PR STREAMLINER | STREAMLINER | ILP | PRO INT | . |  | PRO 0842 | . | . | IP20 | LED Technology | 3000K | 80 | . | .
389 613 09 E | SRL - LED ARRAY 1 x 09W DOWN HE | 233.65 | . | PR STREAMLINER | STREAMLINER | ILP | PRO INT | . |  | PRO 0842 | . | . | IP20 | LED Technology | 3000K | 80 | . | .
389 610 12 E | SRL - LED ARRAY 1 x 12W DOWN | 208.91 | . | PR STREAMLINER | STREAMLINER | ILP | PRO INT | . |  | PRO 0842 | 5414823227479 | . | IP20 | LED Technology | 3000K | 80 | . | .
389 610 12 ED1 | SRL - LED ARRAY 1 x 12W DOWN DIM1 | 254.61 | . | PR STREAMLINER | STREAMLINER | ILP | PRO INT | . |  | PRO 0842 | . | . | IP20 | LED Technology | 3000K | 80 | . | .
389 610 12 ED2 | SRL - LED ARRAY 1 x 12W DOWN DIM2 | 254.61 | . | PR STREAMLINER | STREAMLINER | ILP | PRO INT | . |  | PRO 0842 | . | . | IP20 | LED Technology | 3000K | 80 | . | .
389 613 12 E | SRL - LED ARRAY 1 x 12W DOWN HE | 296.68 | . | PR STREAMLINER | STREAMLINER | ILP | PRO INT | . |  | PRO 0842 | 5414823223808 | . | IP20 | LED Technology | 3000K | 80 | . | .
389 613 12 E EM1 | SRL - LED ARRAY 1 x 12W DOWN HE EMERGENCY UNIT 1H | 550.01 | . | PR STREAMLINER | STREAMLINER | ILP | PRO INT | . |  | PRO 0843 | . | . | IP20 | LED Technology | 3000K | 80 | . | .
389 613 15 E | SRL - LED ARRAY 1 x 15W DOWN HE | 392.33 | . | PR STREAMLINER | STREAMLINER | ILP | PRO INT | . |  | PRO 0842 | . | . | IP20 | LED Technology | 3000K | 80 | . | .
389 610 18 E | SRL - LED ARRAY 1 x 18W DOWN | 250.48 | . | PR STREAMLINER | STREAMLINER | ILP | PRO INT | . |  | PRO 0842 | 5414823268298 | . | IP20 | LED Technology | 3000K | 80 | . | .
389 610 18 ED1 | SRL - LED ARRAY 1 x 18W DOWN DIM1 | 325.57 | . | PR STREAMLINER | STREAMLINER | ILP | PRO INT | . |  | PRO 0842 | . | . | IP20 | LED Technology | 3000K | 80 | . | .
389 610 18 ED2 | SRL - LED ARRAY 1 x 18W DOWN DIM2 | 325.57 | . | PR STREAMLINER | STREAMLINER | ILP | PRO INT | . |  | PRO 0842 | . | . | IP20 | LED Technology | 3000K | 80 | . | .
389 613 18 E | SRL - LED ARRAY 1 x 18W DOWN HE | 446.53 | . | PR STREAMLINER | STREAMLINER | ILP | PRO INT | . |  | PRO 0842 | 5414823267666 | . | IP20 | LED Technology | 3000K | 80 | . | .
389 610 26 18 ED5 | SRL - LED ARRAY 1 x 21W DOWN TUNABLE WHITE DIM5 | 556.27 | . | PR STREAMLINER | STREAMLINER | ILP | PRO INT | . |  | PRO 0842 | 5414823249143 | . | IP20 | LED Technology | 2700-5700 | 80 | . | .
389 610 24 E | SRL - LED ARRAY 1 x 24W DOWN | 308.98 | . | PR STREAMLINER | STREAMLINER | ILP | PRO INT | . |  | PRO 0842 | 5414823267413 | . | IP20 | LED Technology | 3000K | 80 | . | .
389 610 24 ED1 | SRL - LED ARRAY 1 x 24W DOWN DIM1 | 371.78 | . | PR STREAMLINER | STREAMLINER | ILP | PRO INT | . |  | PRO 0842 | 5414823261923 | . | IP20 | LED Technology | 3000K | 80 | . | .
389 610 24 ED1 EM1 | SRL - LED ARRAY 1 x 24W DOWN DIM1 EMERGENCY UNIT 1H | 625.09 | . | PR STREAMLINER | STREAMLINER | ILP | PRO INT | . |  | PRO 0843 | . | . | IP20 | LED Technology | 3000K | 80 | . | .
389 610 24 ED2 | SRL - LED ARRAY 1 x 24W DOWN DIM2 | 371.78 | . | PR STREAMLINER | STREAMLINER | ILP | PRO INT | . |  | PRO 0842 | 5414823266904 | . | IP20 | LED Technology | 3000K | 80 | . | .
389 610 24 ED2 EM1 | SRL - LED ARRAY 1 x 24W DOWN DIM2 EMERGENCY UNIT 1H | 625.09 | . | PR STREAMLINER | STREAMLINER | ILP | PRO INT | . |  | PRO 0843 | . | . | IP20 | LED Technology | 3000K | 80 | . | .
389 610 24 E EM1 | SRL - LED ARRAY 1 x 24W DOWN EMERGENCY UNIT 1H | 601.79 | . | PR STREAMLINER | STREAMLINER | ILP | PRO INT | . |  | PRO 0843 | . | . | IP20 | LED Technology | 3000K | 80 | . | .
389 613 24 E | SRL - LED ARRAY 1 x 24W DOWN HE | 541.77 | . | PR STREAMLINER | STREAMLINER | ILP | PRO INT | . |  | PRO 0842 | . | . | IP20 | LED Technology | 3000K | 80 | . | .
389 610 26 24 ED5 | SRL - LED ARRAY 1 x 28W DOWN TUNABLE WHITE DIM5 | 658.71 | . | PR STREAMLINER | STREAMLINER | ILP | PRO INT | . |  | PRO 0842 | 5414823249150 | . | IP20 | LED Technology | 2700-5700 | 80 | . | .
389 610 30 E | SRL - LED ARRAY 1 x 30W DOWN | 404.64 | . | PR STREAMLINER | STREAMLINER | ILP | PRO INT | . |  | PRO 0842 | 5414823227486 | . | IP20 | LED Technology | 3000K | 80 | . | .
389 610 30 ED1 | SRL - LED ARRAY 1 x 30W DOWN DIM1 | 467.41 | . | PR STREAMLINER | STREAMLINER | ILP | PRO INT | . |  | PRO 0842 | . | . | IP20 | LED Technology | 3000K | 80 | . | .
389 610 30 ED2 | SRL - LED ARRAY 1 x 30W DOWN DIM2 | 467.41 | . | PR STREAMLINER | STREAMLINER | ILP | PRO INT | . |  | PRO 0842 | 5414823309960 | . | IP20 | LED Technology | 3000K | 80 | . | .
389 610 26 30 ED5 | SRL - LED ARRAY 1 x 35W DOWN TUNABLE WHITE DIM5 | 738.3 | . | PR STREAMLINER | STREAMLINER | ILP | PRO INT | . |  | PRO 0842 | 5414823249167 | . | IP20 | LED Technology | 2700-5700 | 80 | . | .
389 610 36 E | SRL - LED ARRAY 1 x 36W DOWN | 460.13 | . | PR STREAMLINER | STREAMLINER | ILP | PRO INT | . |  | PRO 0842 | 5414823306730 | . | IP20 | LED Technology | 3000K | 80 | . | .
389 610 36 ED1 | SRL - LED ARRAY 1 x 36W DOWN DIM1 | 509.35 | . | PR STREAMLINER | STREAMLINER | ILP | PRO INT | . |  | PRO 0842 | . | . | IP20 | LED Technology | 3000K | 80 | . | .
389 610 36 ED2 | SRL - LED ARRAY 1 x 36W DOWN DIM2 | 509.35 | . | PR STREAMLINER | STREAMLINER | ILP | PRO INT | . |  | PRO 0842 | 5414823266911 | . | IP20 | LED Technology | 3000K | 80 | . | .
389 610 26 36 ED5 | SRL - LED ARRAY 1 x 42W DOWN TUNABLE WHITE DIM5 | 764.21 | . | PR STREAMLINER | STREAMLINER | ILP | PRO INT | . |  | PRO 0842 | 5414823249174 | . | IP20 | LED Technology | 2700-5700 | 80 | . | .
389 610 48 E | SRL - LED ARRAY 1 x 48W DOWN | 555.39 | . | PR STREAMLINER | STREAMLINER | ILP | PRO INT | . |  | PRO 0842 | 5414823291234 | . | IP20 | LED Technology | 3000K | 80 | . | .
389 610 48 ED1 | SRL - LED ARRAY 1 x 48W DOWN DIM1 | 604.59 | . | PR STREAMLINER | STREAMLINER | ILP | PRO INT | . |  | PRO 0842 | 5414823322761 | . | IP20 | LED Technology | 3000K | 80 | . | .
389 610 48 ED2 | SRL - LED ARRAY 1 x 48W DOWN DIM2 | 604.59 | . | PR STREAMLINER | STREAMLINER | ILP | PRO INT | . |  | PRO 0842 | . | . | IP20 | LED Technology | 3000K | 80 | . | .
389 610 26 48 ED5 | SRL - LED ARRAY 1 x 56W DOWN TUNABLE WHITE DIM5 | 958.5 | . | PR STREAMLINER | STREAMLINER | ILP | PRO INT | . |  | PRO 0842 | 5414823249181 | . | IP20 | LED Technology | 2700-5700 | 80 | . | .
389 613 206 E | SRL - LED ARRAY 2 x 06W CORNER DOWN HE | 302.53 | . | PR STREAMLINER | STREAMLINER | ILP | PRO INT | . |  | PRO 0842 | . | . | IP20 | LED Technology | 3000K | 80 | . | .
389 610 212 E | SRL - LED ARRAY 2 x 12W CORNER DOWN | 317.44 | . | PR STREAMLINER | STREAMLINER | ILP | PRO INT | . |  | PRO 0842 | 5414823263835 | . | IP20 | LED Technology | 3000K | 80 | . | .
389 610 212 ED1 | SRL - LED ARRAY 2 x 12W CORNER DOWN DIM1 | 380.22 | . | PR STREAMLINER | STREAMLINER | ILP | PRO INT | . |  | PRO 0842 | . | . | IP20 | LED Technology | 3000K | 80 | . | .
389 610 212 ED2 | SRL - LED ARRAY 2 x 12W CORNER DOWN DIM2 | 380.22 | . | PR STREAMLINER | STREAMLINER | ILP | PRO INT | . |  | PRO 0842 | . | . | IP20 | LED Technology | 3000K | 80 | . | .
389 90 01 | SRL - M10 MIDISPY / SPY 1 | 150.27 | . | PR STREAMLINER | STREAMLINER | ILP | PRO INT | . |  | PRO 0844 | . | . | IP20 | . | . | . | . | .
389 90 01 ED1 | SRL - M10 MIDISPY / SPY 1 DIM1 | 222.25 | . | PR STREAMLINER | STREAMLINER | ILP | PRO INT | . |  | PRO 0844 | . | . | IP20 | . | . | . | . | .
389 90 01 ED5 | SRL - M10 MIDISPY / SPY 1 DIM5 | 279.22 | . | PR STREAMLINER | STREAMLINER | ILP | PRO INT | . |  | PRO 0844 | . | . | IP20 | . | . | . | . | .
389 90 02 | SRL - M10 MIDISPY / SPY 2 | 221.34 | . | PR STREAMLINER | STREAMLINER | ILP | PRO INT | . |  | PRO 0844 | 5414823311628 | . | IP20 | . | . | . | . | .
389 90 02 ED1 | SRL - M10 MIDISPY / SPY 2 DIM1 | 281.38 | . | PR STREAMLINER | STREAMLINER | ILP | PRO INT | . |  | PRO 0844 | . | . | IP20 | . | . | . | . | .
389 90 02 ED5 | SRL - M10 MIDISPY / SPY 2 DIM5 | 338.34 | . | PR STREAMLINER | STREAMLINER | ILP | PRO INT | . |  | PRO 0844 | . | . | IP20 | . | . | . | . | .
389 91 01 | SRL - M10 SPY HP 1 | 330.18 | . | PR STREAMLINER | STREAMLINER | ILP | PRO INT | . |  | PRO 0844 | 5414823302534 | . | IP20 | . | . | . | . | .
389 91 01 ED1 | SRL - M10 SPY HP 1 DIM1 | 374.72 | . | PR STREAMLINER | STREAMLINER | ILP | PRO INT | . |  | PRO 0844 | . | . | IP20 | . | . | . | . | .
389 91 01 ED5 | SRL - M10 SPY HP 1 DIM5 | 374.72 | . | PR STREAMLINER | STREAMLINER | ILP | PRO INT | . |  | PRO 0844 | . | . | IP20 | . | . | . | . | .
389 02 06 PR | SRL - PC PRISMATIC PROFILE [1m] | 62.8 | . | PR STREAMLINER | STREAMLINER | ILP | PRO INT | . |  | PRO 0842, 0843 | 5414823228377 | . | . | . | . | . | . | .
389 02 05 SBL | SRL - PC SBL PROFILE [1m] | 38.89 | . | PR STREAMLINER | STREAMLINER | ILP | PRO INT | . |  | PRO 0842, 0843 | 5414823227295 | . | . | . | . | . | . | .
389 01 06 01 | SRL 70 - CORNER 180° | 62.38 | . | PR STREAMLINER | STREAMLINER 70 | ILP | PRO INT | . |  | PRO 0839, 0841 | 5414823225956 | . | . | . | . | . | . | .
389 01 06 06 | SRL 70 - CORNER 90° | 79.38 | . | PR STREAMLINER | STREAMLINER 70 | ILP | PRO INT | . |  | PRO 0839, 0841 | 5414823225932 | . | . | . | . | . | . | .
389 02 03 01 A | SRL 70L - END CAP A | 69.68 | . | PR STREAMLINER | STREAMLINER 70L | ILP | PRO INT | . |  | PRO 0841 | 5414823263996 | A | . | . | . | . | . | .
389 02 03 01 B | SRL 70L - END CAP B | 69.68 | . | PR STREAMLINER | STREAMLINER 70L | ILP | PRO INT | . |  | PRO 0841 | 5414823268588 | B | . | . | . | . | . | .
389 02 03 01 W | SRL 70L - END CAP W | 69.68 | . | PR STREAMLINER | STREAMLINER 70L | ILP | PRO INT | . |  | PRO 0841 | 5414823225994 | W | . | . | . | . | . | .
389 02 620 12 E | SRL 70L - LED ARRAY 1 x 12W UP | 196.93 | . | PR STREAMLINER | STREAMLINER 70L | ILP | PRO INT | . |  | PRO 0843 | . | . | IP20 | LED Technology | 3000K | 80 | . | .
389 02 620 12 ED1 | SRL 70L - LED ARRAY 1 x 12W UP DIM1 | 272.01 | . | PR STREAMLINER | STREAMLINER 70L | ILP | PRO INT | . |  | PRO 0843 | . | . | IP20 | LED Technology | 3000K | 80 | . | .
389 02 620 12 ED2 | SRL 70L - LED ARRAY 1 x 12W UP DIM2 | 272.01 | . | PR STREAMLINER | STREAMLINER 70L | ILP | PRO INT | . |  | PRO 0843 | . | . | IP20 | LED Technology | 3000K | 80 | . | .
389 02 620 24 E | SRL 70L - LED ARRAY 1 x 24W UP | 299.11 | . | PR STREAMLINER | STREAMLINER 70L | ILP | PRO INT | . |  | PRO 0843 | . | . | IP20 | LED Technology | 3000K | 80 | . | .
389 02 620 24 ED1 | SRL 70L - LED ARRAY 1 x 24W UP DIM1 | 361.89 | . | PR STREAMLINER | STREAMLINER 70L | ILP | PRO INT | . |  | PRO 0843 | . | . | IP20 | LED Technology | 3000K | 80 | . | .
389 02 620 24 ED2 | SRL 70L - LED ARRAY 1 x 24W UP DIM2 | 361.89 | . | PR STREAMLINER | STREAMLINER 70L | ILP | PRO INT | . |  | PRO 0843 | . | . | IP20 | LED Technology | 3000K | 80 | . | .
389 02 00 00 ANO | SRL 70L - PROFILE [1m] ANO | 140.18 | . | PR STREAMLINER | STREAMLINER 70L | ILP | PRO INT | . |  | PRO 0841 | . | ANO | . | . | . | . | . | .
389 02 00 00 B | SRL 70L - PROFILE [1m] B | 144.34 | . | PR STREAMLINER | STREAMLINER 70L | ILP | PRO INT | . |  | PRO 0841 | 5414823270925 | B | . | . | . | . | . | .
389 02 00 00 W | SRL 70L - PROFILE [1m] W | 158.84 | . | PR STREAMLINER | STREAMLINER 70L | ILP | PRO INT | . |  | PRO 0841 | . | W | . | . | . | . | . | .
389 01 03 01 A | SRL 70S - END CAP A | 61.16 | . | PR STREAMLINER | STREAMLINER 70S | ILP | PRO INT | . |  | PRO 0839 | 5414823229978 | A | . | . | . | . | . | .
389 01 03 01 B | SRL 70S - END CAP B | 61.16 | . | PR STREAMLINER | STREAMLINER 70S | ILP | PRO INT | . |  | PRO 0839 | 5414823231476 | B | . | . | . | . | . | .
389 01 03 01 W | SRL 70S - END CAP W | 61.16 | . | PR STREAMLINER | STREAMLINER 70S | ILP | PRO INT | . |  | PRO 0839 | 5414823226007 | W | . | . | . | . | . | .
389 01 620 12 E | SRL 70S - LED ARRAY 1 x 12W UP | 211.57 | . | PR STREAMLINER | STREAMLINER 70S | ILP | PRO INT | . |  | PRO 0843 | 5414823270932 | . | IP20 | LED Technology | 3000K | 80 | . | .
389 01 620 12 ED1 | SRL 70S - LED ARRAY 1 x 12W UP DIM1 | 286.67 | . | PR STREAMLINER | STREAMLINER 70S | ILP | PRO INT | . |  | PRO 0843 | . | . | IP20 | LED Technology | 3000K | 80 | . | .
389 01 620 12 ED2 | SRL 70S - LED ARRAY 1 x 12W UP DIM2 | 286.67 | . | PR STREAMLINER | STREAMLINER 70S | ILP | PRO INT | . |  | PRO 0843 | . | . | IP20 | LED Technology | 3000K | 80 | . | .
389 01 620 24 E | SRL 70S - LED ARRAY 1 x 24W UP | 319.61 | . | PR STREAMLINER | STREAMLINER 70S | ILP | PRO INT | . |  | PRO 0843 | . | . | IP20 | LED Technology | 3000K | 80 | . | .
389 01 620 24 ED1 | SRL 70S - LED ARRAY 1 x 24W UP DIM1 | 382.41 | . | PR STREAMLINER | STREAMLINER 70S | ILP | PRO INT | . |  | PRO 0843 | . | . | IP20 | LED Technology | 3000K | 80 | . | .
389 01 620 24 ED2 | SRL 70S - LED ARRAY 1 x 24W UP DIM2 | 382.41 | . | PR STREAMLINER | STREAMLINER 70S | ILP | PRO INT | . |  | PRO 0843 | . | . | IP20 | LED Technology | 3000K | 80 | . | .
389 01 00 00 ANO | SRL 70S - PROFILE [1m] ANO | 132.78 | . | PR STREAMLINER | STREAMLINER 70S | ILP | PRO INT | . |  | PRO 0839 | 5414823257391 | ANO | . | . | . | . | . | .
389 01 00 00 B | SRL 70S - PROFILE [1m] B | 136.47 | . | PR STREAMLINER | STREAMLINER 70S | ILP | PRO INT | . |  | PRO 0839 | 5414823312496 | B | . | . | . | . | . | .
389 01 00 00 W | SRL 70S - PROFILE [1m] W | 149.33 | . | PR STREAMLINER | STREAMLINER 70S | ILP | PRO INT | . |  | PRO 0839 | . | W | . | . | . | . | . | .
389 011 243 E ANO | STREAMLINER 70S P2483 ANO | 564.63 | . | PR STREAMLINER | STREAMLINER 70S [P] | ICS | PRO INT | . |  | INT 0471 | 5414823218750 | ANO | IP20 | LED Technology | 3000K | 80 | . | .
389 011 243 ED1 ANO | STREAMLINER 70S P2483 DIM1 ANO | 620.74 | . | PR STREAMLINER | STREAMLINER 70S [P] | ICS | PRO INT | . |  | INT 0471 | 5414823227134 | ANO | IP20 | LED Technology | 3000K | 80 | . | .
389 011 243 ED1 W | STREAMLINER 70S P2483 DIM1 W | 637.32 | . | PR STREAMLINER | STREAMLINER 70S [P] | ICS | PRO INT | . |  | INT 0471 | 5414823228278 | W | IP20 | LED Technology | 3000K | 80 | . | .
389 011 243 E W | STREAMLINER 70S P2483 W | 581.2 | . | PR STREAMLINER | STREAMLINER 70S [P] | ICS | PRO INT | . |  | INT 0471 | 5414823225000 | W | IP20 | LED Technology | 3000K | 80 | . | .
389 011 483 E ANO | STREAMLINER 70S P4883 ANO | 963.08 | . | PR STREAMLINER | STREAMLINER 70S [P] | ICS | PRO INT | . |  | INT 0471 | 5414823225574 | ANO | IP20 | LED Technology | 3000K | 80 | . | .
389 011 483 ED1 ANO | STREAMLINER 70S P4883 DIM1 ANO | 1007.04 | . | PR STREAMLINER | STREAMLINER 70S [P] | ICS | PRO INT | . |  | INT 0471 | 5414823225185 | ANO | IP20 | LED Technology | 3000K | 80 | . | .
389 011 483 ED1 W | STREAMLINER 70S P4883 DIM1 W | 1040.17 | . | PR STREAMLINER | STREAMLINER 70S [P] | ICS | PRO INT | . |  | INT 0471 | 5414823228285 | W | IP20 | LED Technology | 3000K | 80 | . | .
389 011 483 E W | STREAMLINER 70S P4883 W | 996.21 | . | PR STREAMLINER | STREAMLINER 70S [P] | ICS | PRO INT | . |  | INT 0471 | 5414823223792 | W | IP20 | LED Technology | 3000K | 80 | . | .
389 03 03 01 ANO | SRL 85 - END CAP ANO | 50.93 | . | PR STREAMLINER | STREAMLINER 85 | ILP | PRO INT | . |  | PRO 0837 | . | ANO | . | . | . | . | . | .
389 03 03 01 W | SRL 85 - END CAP W | 60.14 | . | PR STREAMLINER | STREAMLINER 85 | ILP | PRO INT | . |  | PRO 0837 | 5414823225987 | W | . | . | . | . | . | .
389 03 14 01 | SRL 85 - INSIDE CLIP | 33.18 | . | PR STREAMLINER | STREAMLINER 85 | ILP | PRO INT | . |  | PRO 0837 | 5414823226106 | . | . | . | . | . | . | .
389 03 00 00 ANO | SRL 85 - PROFILE [1m] ANO | 138.3 | . | PR STREAMLINER | STREAMLINER 85 | ILP | PRO INT | . |  | PRO 0837 | 5414823293825 | ANO | . | . | . | . | . | .
389 03 00 00 W | SRL 85 - PROFILE [1m] W | 157.32 | . | PR STREAMLINER | STREAMLINER 85 | ILP | PRO INT | . |  | PRO 0837 | . | W | . | . | . | . | . | .
389 03 06 01 | SRL 85/TR - CORNER 180° | 62.38 | . | PR STREAMLINER | STREAMLINER 85 | ILP | PRO INT | . |  | PRO 0835, 0837 | 5414823225949 | . | . | . | . | . | . | .
389 03 06 06 | SRL 85/TR - CORNER 90° | 79.38 | . | PR STREAMLINER | STREAMLINER 85 | ILP | PRO INT | . |  | PRO 0835, 0837 | 5414823225963 | . | . | . | . | . | . | .
389 04 14 01 | SRL TR - CLIP | 31.95 | . | PR STREAMLINER | STREAMLINER TRIMLESS | ILP | PRO INT | . |  | PRO 0835 | 5414823225703 | . | . | . | . | . | . | .
389 04 03 01 ANO | SRL TR - END CAP ANO | 50.93 | . | PR STREAMLINER | STREAMLINER TRIMLESS | ILP | PRO INT | . |  | PRO 0835 | 5414823225970 | ANO | . | . | . | . | . | .
389 04 00 00 ANO | SRL TR - PROFILE [1m] ANO | 143.67 | . | PR STREAMLINER | STREAMLINER TRIMLESS | ILP | PRO INT | . |  | PRO 0835 | . | ANO | . | . | . | . | . | .
425 03 03 01 B | TGL-LEDLINE - END CAP SET [2pcs] B | 45.75 | . | PR TAGLINE | TAGLINE | ILP | PRO INT | . |  | PRO 0753, 0755 | 5414823282201 | B | . | . | . | . | . | .
425 03 00 00 B | TGL-LEDLINE - PROFILE [1m] B | 89.63 | . | PR TAGLINE | TAGLINE | ILP | PRO INT | . |  | PRO 0753, 0755 | 5414823282195 | B | . | . | . | . | . | .
425 97 51 | TGL-ON - CURRENT SUPPLY 2 x 0,50mm² 1,6m | 46.49 | . | PR TAGLINE | TAGLINE | ILP | PRO INT | . |  | PRO 0759 | 5414823282423 | . | . | . | . | . | . | .
425 04 06 06 | TGL-ON - CORNER 90° | 18.35 | . | PR TAGLINE | TAGLINE ON | ILP | PRO INT | . |  | PRO 0759 | 5414823282287 | . | . | . | . | . | . | .
425 04 03 01 B | TGL-ON - END CAP SET [2pcs] B | 37.31 | . | PR TAGLINE | TAGLINE ON | ILP | PRO INT | . |  | PRO 0759 | 5414823282249 | B | . | . | . | . | . | .
425 04 03 01 W | TGL-ON - END CAP SET [2pcs] W | 37.31 | . | PR TAGLINE | TAGLINE ON | ILP | PRO INT | . |  | PRO 0759 | 5414823282263 | W | . | . | . | . | . | .
425 04 06 11 | TGL-ON - FIXATION SET [2pcs] | 43.58 | . | PR TAGLINE | TAGLINE ON | ILP | PRO INT | . |  | PRO 0759 | 5414823282294 | . | . | . | . | . | . | .
425 04 00 00 B | TGL-ON - PROFILE [1m] B | 88.12 | . | PR TAGLINE | TAGLINE ON | ILP | PRO INT | . |  | PRO 0759 | 5414823282218 | B | . | LED Technology | . | . | . | .
425 04 00 00 GC | TGL-ON - PROFILE [1m] GC | 109.76 | . | PR TAGLINE | TAGLINE ON | ILP | PRO INT | . |  | PRO 0759 | 5414823282225 | GC | . | LED Technology | . | . | . | .
425 04 00 00 W | TGL-ON - PROFILE [1m] W | 88.12 | . | PR TAGLINE | TAGLINE ON | ILP | PRO INT | . |  | PRO 0759 | 5414823282232 | W | . | LED Technology | . | . | . | .
425 05 06 06 | TGL-ST - CORNER 90° | 18.35 | . | PR TAGLINE | TAGLINE ST | ILP | PRO INT | . |  | PRO 0757 | 5414823282355 | . | . | . | . | . | . | .
425 05 03 01 B | TGL-ST - END CAP SET [2pcs] B | 53.88 | . | PR TAGLINE | TAGLINE ST | ILP | PRO INT | . |  | PRO 0757 | 5414823282324 | B | . | . | . | . | . | .
425 05 03 01 W | TGL-ST - END CAP SET [2pcs] W | 53.88 | . | PR TAGLINE | TAGLINE ST | ILP | PRO INT | . |  | PRO 0757 | 5414823282331 | W | . | . | . | . | . | .
425 05 00 00 B | TGL-ST - PROFILE [1m] B | 70.14 | . | PR TAGLINE | TAGLINE ST | ILP | PRO INT | . |  | PRO 0757 | 5414823282300 | B | . | . | . | . | . | .
425 05 00 00 W | TGL-ST - PROFILE [1m] W | 70.14 | . | PR TAGLINE | TAGLINE ST | ILP | PRO INT | . |  | PRO 0757 | 5414823282317 | W | . | . | . | . | . | .
425 05 14 01 | TGL-ST- FIXATION SET [2pcs] | 28.99 | . | PR TAGLINE | TAGLINE ST | ILP | PRO INT | . |  | PRO 0757 | 5414823282362 | . | . | . | . | . | . | .
425 01 06 06 | TGL-TR - CORNER 90° | 21.51 | . | PR TAGLINE | TAGLINE TR | ILP | PRO INT | . |  | PRO 0753 | 5414823282133 | . | . | . | . | . | . | .
425 01 03 01 B | TGL-TR - END CAP SET [2pcs] B | 56.59 | . | PR TAGLINE | TAGLINE TR | ILP | PRO INT | . |  | PRO 0753 | 5414823282119 | B | . | . | . | . | . | .
425 27 811 921 B | TGL-TR - MICROSPY 271 92724 B | 203.35 | . | PR TAGLINE | TAGLINE TR | ILP | PRO INT | . |  | PRO 0760 | 5414823282386 | B | IP20 | LED Technology | 2700K | 90 | 24 | .
425 27 811 921 W | TGL-TR - MICROSPY 271 92724 W | 203.35 | . | PR TAGLINE | TAGLINE TR | ILP | PRO INT | . |  | PRO 0760 | 5414823282393 | W | IP20 | LED Technology | 2700K | 90 | 24 | .
425 27 811 931 B | TGL-TR - MICROSPY 271 93024 B | 203.35 | . | PR TAGLINE | TAGLINE TR | ILP | PRO INT | . |  | PRO 0760 | 5414823282409 | B | IP20 | LED Technology | 3000K | 90 | 24 | .
425 27 811 931 W | TGL-TR - MICROSPY 271 93024 W | 203.35 | . | PR TAGLINE | TAGLINE TR | ILP | PRO INT | . |  | PRO 0760 | 5414823282416 | W | IP20 | LED Technology | 3000K | 90 | 24 | .
425 01 00 00 B | TGL-TR - PROFILE [1m] B | 100.1 | . | PR TAGLINE | TAGLINE TR | ILP | PRO INT | . |  | PRO 0753 | 5414823282102 | B | . | . | . | . | . | .
304 04 15 92 B | TAGLINE 155 TRIMLESS 927 B | 122.69 | . | PR TAGLINE | TAGLINE TR [P] | IWR | PRO INT | . |  | INT 0503 | 5414823277191 | B | IP20 | LED Technology | 2700K | 90 | . | .
304 04 15 93 B | TAGLINE 155 TRIMLESS 930 B | 122.69 | . | PR TAGLINE | TAGLINE TR [P] | IWR | PRO INT | . |  | INT 0503 | 5414823277207 | B | IP20 | LED Technology | 3000K | 90 | . | .
425 02 06 16 | TGL-TRW - CORNER 90° EXT | 24.58 | . | PR TAGLINE | TAGLINE TRW | ILP | PRO INT | . |  | PRO 0755 | 5414823282188 | . | . | . | . | . | . | .
425 02 06 06 | TGL-TRW - CORNER 90° INT | 24.58 | . | PR TAGLINE | TAGLINE TRW | ILP | PRO INT | . |  | PRO 0755 | 5414823282171 | . | . | . | . | . | . | .
425 02 03 01 B | TGL-TRW - END CAP SET [2pcs] B | 52.26 | . | PR TAGLINE | TAGLINE TRW | ILP | PRO INT | . |  | PRO 0755 | 5414823282157 | B | . | . | . | . | . | .
425 02 00 00 B | TGL-TRW - PROFILE [1m] B | 105.43 | . | PR TAGLINE | TAGLINE TRW | ILP | PRO INT | . |  | PRO 0755 | 5414823282140 | B | . | . | . | . | . | .
351 98 51 | UNI70 - CURRENT SUPPLY 3 x 0,75mm² 1,6m | 26.17 | . | PR UNILINE | UNILINE 70 | IP | PRO INT | . |  | PRO 0703 | 5414823105777 | . | . | . | . | . | . | .
351 98 56 | UNI70 - CURRENT SUPPLY 3 x 0,75mm² 6,0m | 52.88 | . | PR UNILINE | UNILINE 70 | IP | PRO INT | . |  | PRO 0703 | 5414823105784 | . | . | . | . | . | . | .
351 99 51 | UNI70 - CURRENT SUPPLY 5 x 0,75mm² 1,6m | 62.41 | . | PR UNILINE | UNILINE 70 | IP | PRO INT | . |  | PRO 0703 | 5414823105791 | . | . | . | . | . | . | .
351 99 56 | UNI70 - CURRENT SUPPLY 5 x 0,75mm² 6,0m | 118.5 | . | PR UNILINE | UNILINE 70 | IP | PRO INT | . |  | PRO 0703 | 5414823110856 | . | . | . | . | . | . | .
471 221 922 ED8 B | PUNK 451 C 92740 DIM8 B | 486.6 | . | PUNK | PUNK C | ICP | PRO INT | . |  | INT 0293 | 5414823283116 | B | IP20 | LED Technology | 2700K | 90 | 40 | .
471 221 922 ED8 BP | PUNK 451 C 92740 DIM8 BP | 534.62 | . | PUNK | PUNK C | ICP | PRO INT | . |  | INT 0293 | 5414823283123 | BP | IP20 | LED Technology | 2700K | 90 | 40 | .
471 221 922 ED8 GC | PUNK 451 C 92740 DIM8 GC | 495.13 | . | PUNK | PUNK C | ICP | PRO INT | . |  | INT 0293 | 5414823283130 | GC | IP20 | LED Technology | 2700K | 90 | 40 | .
471 221 932 ED8 B | PUNK 451 C 93040 DIM8 B | 486.6 | . | PUNK | PUNK C | ICP | PRO INT | . |  | INT 0293 | 5414823283147 | B | IP20 | LED Technology | 3000K | 90 | 40 | .
471 221 932 ED8 BP | PUNK 451 C 93040 DIM8 BP | 534.62 | . | PUNK | PUNK C | ICP | PRO INT | . |  | INT 0293 | 5414823283154 | BP | IP20 | LED Technology | 3000K | 90 | 40 | .
471 221 932 ED8 GC | PUNK 451 C 93040 DIM8 GC | 495.13 | . | PUNK | PUNK C | ICP | PRO INT | . |  | INT 0293 | 5414823283161 | GC | IP20 | LED Technology | 3000K | 90 | 40 | .
471 222 922 ED8 B | PUNK 452 C 92740 DIM8 B | 507.29 | . | PUNK | PUNK C | ICP | PRO INT | . |  | INT 0293 | 5414823283178 | B | IP20 | LED Technology | 2700K | 90 | 40 | .
471 222 922 ED8 GC | PUNK 452 C 92740 DIM8 GC | 515.82 | . | PUNK | PUNK C | ICP | PRO INT | . |  | INT 0293 | 5414823283185 | GC | IP20 | LED Technology | 2700K | 90 | 40 | .
471 222 932 ED8 B | PUNK 452 C 93040 DIM8 B | 507.29 | . | PUNK | PUNK C | ICP | PRO INT | . |  | INT 0293 | 5414823283192 | B | IP20 | LED Technology | 3000K | 90 | 40 | .
471 222 932 ED8 GC | PUNK 452 C 93040 DIM8 GC | 515.82 | . | PUNK | PUNK C | ICP | PRO INT | . |  | INT 0293 | 5414823283208 | GC | IP20 | LED Technology | 3000K | 90 | 40 | .
471 321 811 922 ED8 B | PUNK 621 C 92733 DIM8 B | 536.38 | . | PUNK | PUNK C | ICP | PRO INT | . |  | INT 0294 | 5414823283277 | B | IP20 | LED Technology | 2700K | 90 | 33 | .
471 321 811 922 ED8 BP | PUNK 621 C 92733 DIM8 BP | 584.39 | . | PUNK | PUNK C | ICP | PRO INT | . |  | INT 0294 | 5414823283284 | BP | IP20 | LED Technology | 2700K | 90 | 33 | .
471 321 811 922 ED8 GC | PUNK 621 C 92733 DIM8 GC | 544.92 | . | PUNK | PUNK C | ICP | PRO INT | . |  | INT 0294 | 5414823283291 | GC | IP20 | LED Technology | 2700K | 90 | 33 | .
471 321 811 932 ED8 B | PUNK 621 C 93033 DIM8 B | 536.38 | . | PUNK | PUNK C | ICP | PRO INT | . |  | INT 0294 | 5414823283307 | B | IP20 | LED Technology | 3000K | 90 | 33 | .
471 321 811 932 ED8 BP | PUNK 621 C 93033 DIM8 BP | 584.39 | . | PUNK | PUNK C | ICP | PRO INT | . |  | INT 0294 | 5414823283314 | BP | IP20 | LED Technology | 3000K | 90 | 33 | .
471 321 811 932 ED8 GC | PUNK 621 C 93033 DIM8 GC | 544.92 | . | PUNK | PUNK C | ICP | PRO INT | . |  | INT 0294 | 5414823283321 | GC | IP20 | LED Technology | 3000K | 90 | 33 | .
471 321 1902 ED8 B | PUNK 621 C 9-SOFT DIM8 B | 590.23 | . | PUNK | PUNK C | ICP | PRO INT | . |  | INT 0294 | 5414823283246 | B | IP20 | LED Technology | 2700-1800 | 90 | 40 | .
471 321 1902 ED8 BP | PUNK 621 C 9-SOFT DIM8 BP | 629.7 | . | PUNK | PUNK C | ICP | PRO INT | . |  | INT 0294 | 5414823283253 | BP | IP20 | LED Technology | 2700-1800 | 90 | 40 | .
471 321 1902 ED8 GC | PUNK 621 C 9-SOFT DIM8 GC | 590.23 | . | PUNK | PUNK C | ICP | PRO INT | . |  | INT 0294 | 5414823283260 | GC | IP20 | LED Technology | 2700-1800 | 90 | 40 | .
471 321 00 B | PUNK 621 C Hi B | 395.55 | . | PUNK | PUNK C | ICP | PRO INT | . |  | INT 0294 | 5414823283215 | B | IP20 | Halogen Mains-Voltage | . | . | . | .
471 321 00 BP | PUNK 621 C Hi BP | 443.57 | . | PUNK | PUNK C | ICP | PRO INT | . |  | INT 0294 | 5414823283222 | BP | IP20 | Halogen Mains-Voltage | . | . | . | .
471 321 00 GC | PUNK 621 C Hi GC | 404.09 | . | PUNK | PUNK C | ICP | PRO INT | . |  | INT 0294 | 5414823283239 | GC | IP20 | Halogen Mains-Voltage | . | . | . | .
471 322 811 922 ED8 B | PUNK 622 C 92733 DIM8 B | 548.98 | . | PUNK | PUNK C | ICP | PRO INT | . |  | INT 0294 | 5414823283376 | B | IP20 | LED Technology | 2700K | 90 | 33 | .
471 322 811 922 ED8 GC | PUNK 622 C 92733 DIM8 GC | 557.51 | . | PUNK | PUNK C | ICP | PRO INT | . |  | INT 0294 | 5414823283383 | GC | IP20 | LED Technology | 2700K | 90 | 33 | .
471 322 811 932 ED8 B | PUNK 622 C 93033 DIM8 B | 548.98 | . | PUNK | PUNK C | ICP | PRO INT | . |  | INT 0294 | 5414823283390 | B | IP20 | LED Technology | 3000K | 90 | 33 | .
471 322 811 932 ED8 GC | PUNK 622 C 93033 DIM8 GC | 557.51 | . | PUNK | PUNK C | ICP | PRO INT | . |  | INT 0294 | 5414823283406 | GC | IP20 | LED Technology | 3000K | 90 | 33 | .
471 322 1902 ED8 B | PUNK 622 C 9-SOFT DIM8 B | 609.53 | . | PUNK | PUNK C | ICP | PRO INT | . |  | INT 0294 | 5414823283352 | B | IP20 | LED Technology | 2700-1800 | 90 | 40 | .
471 322 1902 ED8 GC | PUNK 622 C 9-SOFT DIM8 GC | 618.06 | . | PUNK | PUNK C | ICP | PRO INT | . |  | INT 0294 | 5414823283369 | GC | IP20 | LED Technology | 2700-1800 | 90 | 40 | .
471 322 00 B | PUNK 622 C Hi B | 431.94 | . | PUNK | PUNK C | ICP | PRO INT | . |  | INT 0294 | 5414823283338 | B | IP20 | Halogen Mains-Voltage | . | . | . | .
471 322 00 GC | PUNK 622 C Hi GC | 431.94 | . | PUNK | PUNK C | ICP | PRO INT | . |  | INT 0294 | 5414823283345 | GC | IP20 | Halogen Mains-Voltage | . | . | . | .
471 111 811 921 B-B | PUNK 39 CLIP 92724 B-B | 355.57 | . | PUNK | PUNK CLIP | ICS | PRO INT | . |  | INT 0291 | 5414823283079 | B-B | IP20 | LED Technology | 2700K | 90 | 24 | .
471 111 811 931 B-B | PUNK 39 CLIP 93024 B-B | 355.57 | . | PUNK | PUNK CLIP | ICS | PRO INT | . |  | INT 0291 | 5414823283086 | B-B | IP20 | LED Technology | 3000K | 90 | 24 | .
285 52 811 922 A | RAND 1 92733 A | 391.6 | . | RAND | RAND 1 | ICS | COM INT | . |  | INT 0437 | 5414823245015 | A | IP20 | LED Technology | 2700K | 90 | 33 | .
285 52 811 922 W | RAND 1 92733 W | 391.6 | . | RAND | RAND 1 | ICS | COM INT | . |  | INT 0437 | 5414823236488 | W | IP20 | LED Technology | 2700K | 90 | 33 | .
285 52 811 923 A | RAND 1 92750 A | 391.6 | . | RAND | RAND 1 | ICS | COM INT | . |  | INT 0437 | 5414823245022 | A | IP20 | LED Technology | 2700K | 90 | 50 | .
285 52 811 923 W | RAND 1 92750 W | 391.6 | . | RAND | RAND 1 | ICS | COM INT | . |  | INT 0437 | 5414823236495 | W | IP20 | LED Technology | 2700K | 90 | 50 | .
285 52 811 932 A | RAND 1 93033 A | 391.6 | . | RAND | RAND 1 | ICS | COM INT | . |  | INT 0437 | 5414823245039 | A | IP20 | LED Technology | 3000K | 90 | 33 | .
285 52 811 932 W | RAND 1 93033 W | 391.6 | . | RAND | RAND 1 | ICS | COM INT | . |  | INT 0437 | 5414823231896 | W | IP20 | LED Technology | 3000K | 90 | 33 | .
285 52 811 933 A | RAND 1 93050 A | 391.6 | . | RAND | RAND 1 | ICS | COM INT | . |  | INT 0437 | 5414823245046 | A | IP20 | LED Technology | 3000K | 90 | 50 | .
285 52 811 933 W | RAND 1 93050 W | 391.6 | . | RAND | RAND 1 | ICS | COM INT | . |  | INT 0437 | 5414823236501 | W | IP20 | LED Technology | 3000K | 90 | 50 | .
285 501 124 ED8 A | RAND 111 LED DIM8 A | 453.71 | . | RAND | RAND 1 | ICS | COM INT | . |  | INT 0437 | 5414823244926 | A | IP20 | LED Technology | 2700K | 80 | 24 | .
285 501 124 ED8 B | RAND 111 LED DIM8 B | 453.71 | . | RAND | RAND 1 | ICS | COM INT | . |  | INT 0437 | 5414823244933 | B | IP20 | LED Technology | 2700K | 80 | 24 | .
285 501 124 ED8 W | RAND 111 LED DIM8 W | 453.71 | . | RAND | RAND 1 | ICS | COM INT | . |  | INT 0437 | 5414823244940 | W | IP20 | LED Technology | 2700K | 80 | 24 | .
285 51 11 A | RAND 111 T50 A | 243.93 | . | RAND | RAND 1 | ICS | COM INT | . |  | INT 0438 | 5414823092381 | A | IP20 | Halogen Low-Voltage | . | . | . | .
285 51 11 B | RAND 111 T50 B | 243.93 | . | RAND | RAND 1 | ICS | COM INT | . |  | INT 0438 | 5414823109621 | B | IP20 | Halogen Low-Voltage | . | . | . | .
285 51 11 W | RAND 111 T50 W | 243.93 | . | RAND | RAND 1 | ICS | COM INT | . |  | INT 0438 | 5414823092398 | W | IP20 | Halogen Low-Voltage | . | . | . | .
285 52 812 922 A | RAND 2 92733 A | 615.97 | . | RAND | RAND 2 | ICS | COM INT | . |  | INT 0437 | 5414823245053 | A | IP20 | LED Technology | 2700K | 90 | 33 | .
285 52 812 922 W | RAND 2 92733 W | 615.97 | . | RAND | RAND 2 | ICS | COM INT | . |  | INT 0437 | 5414823236518 | W | IP20 | LED Technology | 2700K | 90 | 33 | .
285 52 812 923 A | RAND 2 92750 A | 615.97 | . | RAND | RAND 2 | ICS | COM INT | . |  | INT 0437 | 5414823245060 | A | IP20 | LED Technology | 2700K | 90 | 50 | .
285 52 812 923 W | RAND 2 92750 W | 615.97 | . | RAND | RAND 2 | ICS | COM INT | . |  | INT 0437 | 5414823245077 | W | IP20 | LED Technology | 2700K | 90 | 50 | .
285 52 812 932 A | RAND 2 93033 A | 615.97 | . | RAND | RAND 2 | ICS | COM INT | . |  | INT 0437 | 5414823245084 | A | IP20 | LED Technology | 3000K | 90 | 33 | .
285 52 812 932 W | RAND 2 93033 W | 615.97 | . | RAND | RAND 2 | ICS | COM INT | . |  | INT 0437 | 5414823232787 | W | IP20 | LED Technology | 3000K | 90 | 33 | .
285 52 812 933 A | RAND 2 93050 A | 615.97 | . | RAND | RAND 2 | ICS | COM INT | . |  | INT 0437 | 5414823245091 | A | IP20 | LED Technology | 3000K | 90 | 50 | .
285 52 812 933 W | RAND 2 93050 W | 615.97 | . | RAND | RAND 2 | ICS | COM INT | . |  | INT 0437 | 5414823236525 | W | IP20 | LED Technology | 3000K | 90 | 50 | .
285 501 224 ED8 A | RAND 211 LED DIM8 A | 686.82 | . | RAND | RAND 2 | ICS | COM INT | . |  | INT 0437 | 5414823244957 | A | IP20 | LED Technology | 2700K | 80 | 24 | .
285 501 224 ED8 B | RAND 211 LED DIM8 B | 686.82 | . | RAND | RAND 2 | ICS | COM INT | . |  | INT 0437 | 5414823244964 | B | IP20 | LED Technology | 2700K | 80 | 24 | .
285 501 224 ED8 W | RAND 211 LED DIM8 W | 686.82 | . | RAND | RAND 2 | ICS | COM INT | . |  | INT 0437 | 5414823244971 | W | IP20 | LED Technology | 2700K | 80 | 24 | .
285 52 21 A | RAND 211 T50 A | 328.81 | . | RAND | RAND 2 | ICS | COM INT | . |  | INT 0438 | 5414823049651 | A | IP20 | Halogen Low-Voltage | . | . | . | .
285 52 21 B | RAND 211 T50 B | 328.81 | . | RAND | RAND 2 | ICS | COM INT | . |  | INT 0438 | 5414823049675 | B | IP20 | Halogen Low-Voltage | . | . | . | .
285 52 21 W | RAND 211 T50 W | 328.81 | . | RAND | RAND 2 | ICS | COM INT | . |  | INT 0438 | 5414823049750 | W | IP20 | Halogen Low-Voltage | . | . | . | .
285 501 324 ED8 A | RAND 311 LED DIM8 A | 1041.16 | . | RAND | RAND 3 | ICS | COM INT | . |  | INT 0437 | 5414823244988 | A | IP20 | LED Technology | 2700K | 80 | 24 | .
285 501 324 ED8 B | RAND 311 LED DIM8 B | 1041.16 | . | RAND | RAND 3 | ICS | COM INT | . |  | INT 0437 | 5414823244995 | B | IP20 | LED Technology | 2700K | 80 | 24 | .
285 501 324 ED8 W | RAND 311 LED DIM8 W | 1041.16 | . | RAND | RAND 3 | ICS | COM INT | . |  | INT 0437 | 5414823245008 | W | IP20 | LED Technology | 2700K | 80 | 24 | .
285 53 31 A | RAND 311 T50 A | 471.1 | . | RAND | RAND 3 | ICS | COM INT | . |  | INT 0438 | 5414823049781 | A | IP20 | Halogen Low-Voltage | . | . | . | .
285 53 31 B | RAND 311 T50 B | 471.1 | . | RAND | RAND 3 | ICS | COM INT | . |  | INT 0438 | 5414823049811 | B | IP20 | Halogen Low-Voltage | . | . | . | .
285 53 31 W | RAND 311 T50 W | 471.1 | . | RAND | RAND 3 | ICS | COM INT | . |  | INT 0438 | 5414823049873 | W | IP20 | Halogen Low-Voltage | . | . | . | .
285 54 41 A | RAND 411 T50 A | 536.13 | . | RAND | RAND 4 | ICS | COM INT | . |  | INT 0438 | 5414823049903 | A | IP20 | Halogen Low-Voltage | . | . | . | .
285 54 41 W | RAND 411 T50 W | 536.13 | . | RAND | RAND 4 | ICS | COM INT | . |  | INT 0438 | 5414823049965 | W | IP20 | Halogen Low-Voltage | . | . | . | .
202 26 811 922 B | REO 92733 S1 B | 138.45 | . | REO | REO | ICR | PRO INT | . |  | INT 0053 | 5414823238918 | B | IP43/20-20/20 | LED Technology | 2700K | 90 | 33 | .
202 26 811 922 W | REO 92733 S1 W | 138.45 | . | REO | REO | ICR | PRO INT | . |  | INT 0053 | 5414823233210 | W | IP43/20-20/20 | LED Technology | 2700K | 90 | 33 | .
202 262 811 922 B | REO 92733 S2 B | 145.7 | . | REO | REO | ICR | PRO INT | . |  | INT 0053 | 5414823239120 | B | IP43/20-20/20 | LED Technology | 2700K | 90 | 33 | .
202 262 811 922 W | REO 92733 S2 W | 145.7 | . | REO | REO | ICR | PRO INT | . |  | INT 0053 | 5414823234040 | W | IP43/20-20/20 | LED Technology | 2700K | 90 | 33 | .
202 26 811 923 B | REO 92750 S1 B | 138.45 | . | REO | REO | ICR | PRO INT | . |  | INT 0053 | 5414823238949 | B | IP43/20-20/20 | LED Technology | 2700K | 90 | 50 | .
202 26 811 923 W | REO 92750 S1 W | 138.45 | . | REO | REO | ICR | PRO INT | . |  | INT 0053 | 5414823233227 | W | IP43/20-20/20 | LED Technology | 2700K | 90 | 50 | .
202 262 811 923 B | REO 92750 S2 B | 145.7 | . | REO | REO | ICR | PRO INT | . |  | INT 0053 | 5414823235009 | B | IP43/20-20/20 | LED Technology | 2700K | 90 | 50 | .
202 262 811 923 W | REO 92750 S2 W | 145.7 | . | REO | REO | ICR | PRO INT | . |  | INT 0053 | 5414823233265 | W | IP43/20-20/20 | LED Technology | 2700K | 90 | 50 | .
202 26 811 932 B | REO 93033 S1 B | 138.45 | . | REO | REO | ICR | PRO INT | . |  | INT 0053 | 5414823238970 | B | IP43/20-20/20 | LED Technology | 3000K | 90 | 33 | .
202 26 811 932 W | REO 93033 S1 W | 138.45 | . | REO | REO | ICR | PRO INT | . |  | INT 0053 | 5414823230332 | W | IP43/20-20/20 | LED Technology | 3000K | 90 | 33 | .
202 262 811 932 B | REO 93033 S2 B | 145.7 | . | REO | REO | ICR | PRO INT | . |  | INT 0053 | 5414823239151 | B | IP43/20-20/20 | LED Technology | 3000K | 90 | 33 | .
202 262 811 932 W | REO 93033 S2 W | 145.7 | . | REO | REO | ICR | PRO INT | . |  | INT 0053 | 5414823233272 | W | IP43/20-20/20 | LED Technology | 3000K | 90 | 33 | .
202 26 811 933 B | REO 93050 S1 B | 138.45 | . | REO | REO | ICR | PRO INT | . |  | INT 0053 | 5414823239007 | B | IP43/20-20/20 | LED Technology | 3000K | 90 | 50 | .
202 26 811 933 W | REO 93050 S1 W | 138.45 | . | REO | REO | ICR | PRO INT | . |  | INT 0053 | 5414823233234 | W | IP43/20-20/20 | LED Technology | 3000K | 90 | 50 | .
202 262 811 933 B | REO 93050 S2 B | 145.7 | . | REO | REO | ICR | PRO INT | . |  | INT 0053 | 5414823239175 | B | IP43/20-20/20 | LED Technology | 3000K | 90 | 50 | .
202 262 811 933 W | REO 93050 S2 W | 145.7 | . | REO | REO | ICR | PRO INT | . |  | INT 0053 | 5414823233289 | W | IP43/20-20/20 | LED Technology | 3000K | 90 | 50 | .
202 26 811 942 B | REO 94033 S1 B | 138.45 | . | REO | REO | ICR | PRO INT | . |  | INT 0053 | 5414823239038 | B | IP43/20-20/20 | LED Technology | 4000K | 90 | 33 | .
202 26 811 942 W | REO 94033 S1 W | 138.45 | . | REO | REO | ICR | PRO INT | . |  | INT 0053 | 5414823233241 | W | IP43/20-20/20 | LED Technology | 4000K | 90 | 33 | .
202 262 811 942 B | REO 94033 S2 B | 145.7 | . | REO | REO | ICR | PRO INT | . |  | INT 0053 | 5414823239199 | B | IP43/20-20/20 | LED Technology | 4000K | 90 | 33 | .
202 262 811 942 W | REO 94033 S2 W | 145.7 | . | REO | REO | ICR | PRO INT | . |  | INT 0053 | 5414823239212 | W | IP43/20-20/20 | LED Technology | 4000K | 90 | 33 | .
202 26 811 943 B | REO 94050 S1 B | 138.45 | . | REO | REO | ICR | PRO INT | . |  | INT 0053 | 5414823239069 | B | IP43/20-20/20 | LED Technology | 4000K | 90 | 50 | .
202 26 811 943 W | REO 94050 S1 W | 138.45 | . | REO | REO | ICR | PRO INT | . |  | INT 0053 | 5414823233258 | W | IP43/20-20/20 | LED Technology | 4000K | 90 | 50 | .
202 262 811 943 B | REO 94050 S2 B | 145.7 | . | REO | REO | ICR | PRO INT | . |  | INT 0053 | 5414823239229 | B | IP43/20-20/20 | LED Technology | 4000K | 90 | 50 | .
202 262 811 943 W | REO 94050 S2 W | 145.7 | . | REO | REO | ICR | PRO INT | . |  | INT 0053 | 5414823239243 | W | IP43/20-20/20 | LED Technology | 4000K | 90 | 50 | .
202 26 1902 B | REO 9-SOFT S1 B | 186.48 | . | REO | REO | ICR | PRO INT | . |  | INT 0053 | 5414823238871 | B | IP43/20-20/20 | LED Technology | 2700-1800 | 90 | 40 | .
202 26 1902 W | REO 9-SOFT S1 W | 186.48 | . | REO | REO | ICR | PRO INT | . |  | INT 0053 | 5414823238901 | W | IP43/20-20/20 | LED Technology | 2700-1800 | 90 | 40 | .
202 262 1902 B | REO 9-SOFT S2 B | 193.93 | . | REO | REO | ICR | PRO INT | . |  | INT 0053 | 5414823239090 | B | IP43/20-20/20 | LED Technology | 2700-1800 | 90 | 40 | .
202 262 1902 W | REO 9-SOFT S2 W | 193.93 | . | REO | REO | ICR | PRO INT | . |  | INT 0053 | 5414823239113 | W | IP43/20-20/20 | LED Technology | 2700-1800 | 90 | 40 | .
202 03 00 B | GRAND REO TR TUBE B | 22.53 | . | REO | REO ACC | LA | PRO INT | . |  | RIGHT | 5414823211508 | B | . | . | . | . | . | .
202 03 00 W | GRAND REO TR TUBE W | 22.53 | . | REO | REO ACC | LA | PRO INT | . |  | RIGHT | 5414823211522 | W | . | . | . | . | . | .
415 03 05 B | MINI REO GLASS SBL B | 45.93 | . | REO | REO ACC | LA | PRO INT | . |  | LEFT | 5414823195723 | B | . | . | . | . | . | .
415 03 05 W | MINI REO GLASS SBL W | 45.93 | . | REO | REO ACC | LA | PRO INT | . |  | LEFT | 5414823195730 | W | . | . | . | . | . | .
415 03 01 B | MINI REO HONEYCOMB B | 43.51 | . | REO | REO ACC | LA | PRO INT | . |  | LEFT | 5414823195686 | B | . | . | . | . | . | .
415 03 01 W | MINI REO HONEYCOMB W | 43.51 | . | REO | REO ACC | LA | PRO INT | . |  | LEFT | 5414823195693 | W | . | . | . | . | . | .
415 03 04 B | MINI REO SOFTENING LENS B | 45.93 | . | REO | REO ACC | LA | PRO INT | . |  | LEFT | 5414823195709 | B | . | . | . | . | . | .
415 03 04 W | MINI REO SOFTENING LENS W | 45.93 | . | REO | REO ACC | LA | PRO INT | . |  | LEFT | 5414823195716 | W | . | . | . | . | . | .
202 391 21 922 B-B | GRAND REO 92720 S1 B-B | 302.22 | . | REO | REO GRAND | ICR | PRO INT | . |  | INT 0057 | 5414823182822 | B-B | IP43/20 | LED Technology | 2700K | 90 | 20 | .
202 391 21 922 W-B | GRAND REO 92720 S1 W-B | 302.22 | . | REO | REO GRAND | ICR | PRO INT | . |  | INT 0057 | 5414823182839 | W-B | IP43/20 | LED Technology | 2700K | 90 | 20 | .
202 391 21 922 W-W | GRAND REO 92720 S1 W-W | 302.22 | . | REO | REO GRAND | ICR | PRO INT | . |  | INT 0057 | 5414823182846 | W-W | IP43/20 | LED Technology | 2700K | 90 | 20 | .
202 391 21 923 B-B | GRAND REO 92735 S1 B-B | 302.22 | . | REO | REO GRAND | ICR | PRO INT | . |  | INT 0057 | 5414823182853 | B-B | IP43/20 | LED Technology | 2700K | 90 | 35 | .
202 391 21 923 W-B | GRAND REO 92735 S1 W-B | 302.22 | . | REO | REO GRAND | ICR | PRO INT | . |  | INT 0057 | 5414823182860 | W-B | IP43/20 | LED Technology | 2700K | 90 | 35 | .
202 391 21 923 W-W | GRAND REO 92735 S1 W-W | 302.22 | . | REO | REO GRAND | ICR | PRO INT | . |  | INT 0057 | 5414823182877 | W-W | IP43/20 | LED Technology | 2700K | 90 | 35 | .
202 391 21 932 B-B | GRAND REO 93020 S1 B-B | 302.22 | . | REO | REO GRAND | ICR | PRO INT | . |  | INT 0057 | 5414823182884 | B-B | IP43/20 | LED Technology | 3000K | 90 | 20 | .
202 391 21 932 W-B | GRAND REO 93020 S1 W-B | 302.22 | . | REO | REO GRAND | ICR | PRO INT | . |  | INT 0057 | 5414823182891 | W-B | IP43/20 | LED Technology | 3000K | 90 | 20 | .
202 391 21 932 W-W | GRAND REO 93020 S1 W-W | 302.22 | . | REO | REO GRAND | ICR | PRO INT | . |  | INT 0057 | 5414823182907 | W-W | IP43/20 | LED Technology | 3000K | 90 | 20 | .
202 391 21 933 B-B | GRAND REO 93035 S1 B-B | 302.22 | . | REO | REO GRAND | ICR | PRO INT | . |  | INT 0057 | 5414823182914 | B-B | IP43/20 | LED Technology | 3000K | 90 | 35 | .
202 391 21 933 W-B | GRAND REO 93035 S1 W-B | 302.22 | . | REO | REO GRAND | ICR | PRO INT | . |  | INT 0057 | 5414823182921 | W-B | IP43/20 | LED Technology | 3000K | 90 | 35 | .
202 391 21 933 W-W | GRAND REO 93035 S1 W-W | 302.22 | . | REO | REO GRAND | ICR | PRO INT | . |  | INT 0057 | 5414823182938 | W-W | IP43/20 | LED Technology | 3000K | 90 | 35 | .
202 393 21 922 B-B | GRAND REO OK 92720 S1 B-B | 389.35 | . | REO | REO GRAND OK | ICR | PRO INT | . |  | INT 0057 | 5414823183300 | B-B | IP23/20 | LED Technology | 2700K | 90 | 20 | .
202 393 21 922 W-B | GRAND REO OK 92720 S1 W-B | 389.35 | . | REO | REO GRAND OK | ICR | PRO INT | . |  | INT 0057 | 5414823183317 | W-B | IP23/20 | LED Technology | 2700K | 90 | 20 | .
202 393 21 922 W-W | GRAND REO OK 92720 S1 W-W | 389.35 | . | REO | REO GRAND OK | ICR | PRO INT | . |  | INT 0057 | 5414823183324 | W-W | IP23/20 | LED Technology | 2700K | 90 | 20 | .
202 393 21 923 B-B | GRAND REO OK 92735 S1 B-B | 389.35 | . | REO | REO GRAND OK | ICR | PRO INT | . |  | INT 0057 | 5414823183331 | B-B | IP23/20 | LED Technology | 2700K | 90 | 35 | .
202 393 21 923 W-B | GRAND REO OK 92735 S1 W-B | 389.35 | . | REO | REO GRAND OK | ICR | PRO INT | . |  | INT 0057 | 5414823183348 | W-B | IP23/20 | LED Technology | 2700K | 90 | 35 | .
202 393 21 923 W-W | GRAND REO OK 92735 S1 W-W | 389.35 | . | REO | REO GRAND OK | ICR | PRO INT | . |  | INT 0057 | 5414823183355 | W-W | IP23/20 | LED Technology | 2700K | 90 | 35 | .
202 393 21 932 B-B | GRAND REO OK 93020 S1 B-B | 389.35 | . | REO | REO GRAND OK | ICR | PRO INT | . |  | INT 0057 | 5414823183362 | B-B | IP23/20 | LED Technology | 3000K | 90 | 20 | .
202 393 21 932 W-B | GRAND REO OK 93020 S1 W-B | 389.35 | . | REO | REO GRAND OK | ICR | PRO INT | . |  | INT 0057 | 5414823183379 | W-B | IP23/20 | LED Technology | 3000K | 90 | 20 | .
202 393 21 932 W-W | GRAND REO OK 93020 S1 W-W | 389.35 | . | REO | REO GRAND OK | ICR | PRO INT | . |  | INT 0057 | 5414823183386 | W-W | IP23/20 | LED Technology | 3000K | 90 | 20 | .
202 393 21 933 B-B | GRAND REO OK 93035 S1 B-B | 389.35 | . | REO | REO GRAND OK | ICR | PRO INT | . |  | INT 0057 | 5414823183393 | B-B | IP23/20 | LED Technology | 3000K | 90 | 35 | .
202 393 21 933 W-B | GRAND REO OK 93035 S1 W-B | 389.35 | . | REO | REO GRAND OK | ICR | PRO INT | . |  | INT 0057 | 5414823183409 | W-B | IP23/20 | LED Technology | 3000K | 90 | 35 | .
202 393 21 933 W-W | GRAND REO OK 93035 S1 W-W | 389.35 | . | REO | REO GRAND OK | ICR | PRO INT | . |  | INT 0057 | 5414823183416 | W-W | IP23/20 | LED Technology | 3000K | 90 | 35 | .
202 396 44 W-B | GRAND REO XL OK - ART S1 W-B | 475.55 | . | REO | REO GRAND OK XL | ICR | PRO INT | . |  | INT 0059 | 5414823240096 | W-B | IP23/20 | LED Technology | 3000K | . | . | .
202 396 45 W-B | GRAND REO XL OK - FASHION S1 W-B | 470.62 | . | REO | REO GRAND OK XL | ICR | PRO INT | . |  | INT 0059 | 5414823240102 | W-B | IP23/20 | LED Technology | 3000K | 95 | . | .
202 396 42 W-B | GRAND REO XL OK - FRESH MEAT S1 W-B | 473.09 | . | REO | REO GRAND OK XL | ICR | PRO INT | . |  | INT 0059 | 5414823240072 | W-B | IP23/20 | LED Technology | NA | . | . | .
202 396 41 W-B | GRAND REO XL OK - GOLD S1 W-B | 473.09 | . | REO | REO GRAND OK XL | ICR | PRO INT | . |  | INT 0059 | 5414823240065 | W-B | IP23/20 | LED Technology | 2400K | . | . | .
202 396 43 W-B | GRAND REO XL OK - MEAT S1 W-B | 473.09 | . | REO | REO GRAND OK XL | ICR | PRO INT | . |  | INT 0059 | 5414823240089 | W-B | IP23/20 | LED Technology | NA | . | . | .
202 396 301 93 W-B | GRAND REO XL OK 930 S1 W-B | 432.96 | . | REO | REO GRAND OK XL | ICR | PRO INT | . |  | INT 0059 | 5414823240058 | W-B | IP23/20 | LED Technology | 3000K | 90 | . | .
202 395 21 922 | GRAND REO TRIMLESS 92720 | 280.2 | . | REO | REO GRAND TRIMLESS | ICR | PRO INT | . |  | INT 0057 | 5414823211638 | . | IP20 | LED Technology | 2700K | 90 | 20 | .
202 395 21 923 | GRAND REO TRIMLESS 92735 | 280.2 | . | REO | REO GRAND TRIMLESS | ICR | PRO INT | . |  | INT 0057 | 5414823211645 | . | IP20 | LED Technology | 2700K | 90 | 35 | .
202 395 21 932 | GRAND REO TRIMLESS 93020 | 280.2 | . | REO | REO GRAND TRIMLESS | ICR | PRO INT | . |  | INT 0057 | 5414823211652 | . | IP20 | LED Technology | 3000K | 90 | 20 | .
202 395 21 933 | GRAND REO TRIMLESS 93035 | 280.2 | . | REO | REO GRAND TRIMLESS | ICR | PRO INT | . |  | INT 0057 | 5414823210822 | . | IP20 | LED Technology | 3000K | 90 | 35 | .
302 22 811 922 B | MICRO REO 92735 B | 66.99 | . | REO | REO MICRO | ICR | COM INT | . |  | INT 0049 | 5414823237256 | B | IP20 | LED Technology | 2700K | 90 | 35 | .
302 22 811 922 W | MICRO REO 92735 W | 66.99 | . | REO | REO MICRO | ICR | COM INT | . |  | INT 0049 | 5414823231223 | W | IP20 | LED Technology | 2700K | 90 | 35 | .
302 22 811 932 B | MICRO REO 93035 B | 66.99 | . | REO | REO MICRO | ICR | COM INT | . |  | INT 0049 | 5414823237263 | B | IP20 | LED Technology | 3000K | 90 | 35 | .
302 22 811 932 W | MICRO REO 93035 W | 66.99 | . | REO | REO MICRO | ICR | COM INT | . |  | INT 0049 | 5414823231230 | W | IP20 | LED Technology | 3000K | 90 | 35 | .
302 23 811 922 B | MICRO REO X 92735 B | 75.92 | . | REO | REO MICRO X | ECR | COM EXT | . |  | INT 0049, EXT 0893 | 5414823231247 | B | IP43/20 | LED Technology | 2700K | 90 | 35 | .
302 23 811 922 W | MICRO REO X 92735 W | 75.92 | . | REO | REO MICRO X | ECR | COM EXT | . |  | INT 0049, EXT 0893 | 5414823231254 | W | IP43/20 | LED Technology | 2700K | 90 | 35 | .
302 23 811 932 B | MICRO REO X 93035 B | 75.92 | . | REO | REO MICRO X | ECR | COM EXT | . |  | INT 0049, EXT 0893 | 5414823231261 | B | IP43/20 | LED Technology | 3000K | 90 | 35 | .
302 23 811 932 W | MICRO REO X 93035 W | 75.92 | . | REO | REO MICRO X | ECR | COM EXT | . |  | INT 0049, EXT 0893 | 5414823231278 | W | IP43/20 | LED Technology | 3000K | 90 | 35 | .
415 112 821 B | MINI REO 82710 B | 115.54 | . | REO | REO MINI | ICR | PRO INT | . |  | INT 0049 | 5414823195792 | B | IP20 | LED Technology | 2700K | 80 | 10 | .
415 112 821 W | MINI REO 82710 W | 115.54 | . | REO | REO MINI | ICR | PRO INT | . |  | INT 0049 | 5414823195815 | W | IP20 | LED Technology | 2700K | 80 | 10 | .
415 112 822 B | MINI REO 82720 B | 130.05 | . | REO | REO MINI | ICR | PRO INT | . |  | INT 0049 | 5414823195822 | B | IP20 | LED Technology | 2700K | 80 | 20 | .
415 112 822 W | MINI REO 82720 W | 130.05 | . | REO | REO MINI | ICR | PRO INT | . |  | INT 0049 | 5414823195846 | W | IP20 | LED Technology | 2700K | 80 | 20 | .
415 112 831 B | MINI REO 83010 B | 115.54 | . | REO | REO MINI | ICR | PRO INT | . |  | INT 0049 | 5414823195853 | B | IP20 | LED Technology | 3000K | 80 | 10 | .
415 112 831 W | MINI REO 83010 W | 115.54 | . | REO | REO MINI | ICR | PRO INT | . |  | INT 0049 | 5414823195877 | W | IP20 | LED Technology | 3000K | 80 | 10 | .
415 112 832 B | MINI REO 83020 B | 130.05 | . | REO | REO MINI | ICR | PRO INT | . |  | INT 0049 | 5414823195884 | B | IP20 | LED Technology | 3000K | 80 | 20 | .
415 112 832 W | MINI REO 83020 W | 130.05 | . | REO | REO MINI | ICR | PRO INT | . |  | INT 0049 | 5414823195907 | W | IP20 | LED Technology | 3000K | 80 | 20 | .
415 111 923 B | MINI REO 92740 B | 110.34 | . | REO | REO MINI | ICR | PRO INT | . |  | INT 0049 | 5414823252396 | B | IP20 | LED Technology | 2700K | 90 | 40 | .
415 111 923 W | MINI REO 92740 W | 110.34 | . | REO | REO MINI | ICR | PRO INT | . |  | INT 0049 | 5414823228919 | W | IP20 | LED Technology | 2700K | 90 | 40 | .
415 111 933 B | MINI REO 93040 B | 110.34 | . | REO | REO MINI | ICR | PRO INT | . |  | INT 0049 | 5414823252419 | B | IP20 | LED Technology | 3000K | 90 | 40 | .
415 111 933 W | MINI REO 93040 W | 110.34 | . | REO | REO MINI | ICR | PRO INT | . |  | INT 0049 | 5414823201950 | W | IP20 | LED Technology | 3000K | 90 | 40 | .
415 222 821 B | MINI REO OK 82710 B | 143.58 | . | REO | REO MINI OK | ICR | PRO INT | . |  | INT 0049 | 5414823196355 | B | IP20 | LED Technology | 2700K | 80 | 10 | .
415 222 821 W | MINI REO OK 82710 W | 143.58 | . | REO | REO MINI OK | ICR | PRO INT | . |  | INT 0049 | 5414823196362 | W | IP20 | LED Technology | 2700K | 80 | 10 | .
415 222 822 B | MINI REO OK 82720 B | 158.11 | . | REO | REO MINI OK | ICR | PRO INT | . |  | INT 0049 | 5414823196379 | B | IP20 | LED Technology | 2700K | 80 | 20 | .
415 222 822 W | MINI REO OK 82720 W | 158.11 | . | REO | REO MINI OK | ICR | PRO INT | . |  | INT 0049 | 5414823196386 | W | IP20 | LED Technology | 2700K | 80 | 20 | .
415 222 831 B | MINI REO OK 83010 B | 143.58 | . | REO | REO MINI OK | ICR | PRO INT | . |  | INT 0049 | 5414823196393 | B | IP20 | LED Technology | 3000K | 80 | 10 | .
415 222 831 W | MINI REO OK 83010 W | 143.58 | . | REO | REO MINI OK | ICR | PRO INT | . |  | INT 0049 | 5414823196409 | W | IP20 | LED Technology | 3000K | 80 | 10 | .
415 222 832 B | MINI REO OK 83020 B | 158.11 | . | REO | REO MINI OK | ICR | PRO INT | . |  | INT 0049 | 5414823196416 | B | IP20 | LED Technology | 3000K | 80 | 20 | .
415 222 832 W | MINI REO OK 83020 W | 158.11 | . | REO | REO MINI OK | ICR | PRO INT | . |  | INT 0049 | 5414823196423 | W | IP20 | LED Technology | 3000K | 80 | 20 | .
415 221 923 B | MINI REO OK 92740 B | 138.44 | . | REO | REO MINI OK | ICR | PRO INT | . |  | INT 0049 | 5414823252563 | B | IP20 | LED Technology | 2700K | 90 | 40 | .
415 221 923 W | MINI REO OK 92740 W | 138.44 | . | REO | REO MINI OK | ICR | PRO INT | . |  | INT 0049 | 5414823220371 | W | IP20 | LED Technology | 2700K | 90 | 40 | .
415 221 933 B | MINI REO OK 93040 B | 138.44 | . | REO | REO MINI OK | ICR | PRO INT | . |  | INT 0049 | 5414823206795 | B | IP20 | LED Technology | 3000K | 90 | 40 | .
415 221 933 W | MINI REO OK 93040 W | 138.44 | . | REO | REO MINI OK | ICR | PRO INT | . |  | INT 0049 | 5414823252570 | W | IP20 | LED Technology | 3000K | 90 | 40 | .
415 151 923 B | MINI REO X 92740 B | 167.48 | . | REO | REO MINI X | ECR | PRO INT | . |  | EXT 0893 | 5414823252501 | B | IP65 | LED Technology | 2700K | 90 | 40 | .
415 151 923 W | MINI REO X 92740 W | 167.48 | . | REO | REO MINI X | ECR | PRO INT | . |  | EXT 0893 | 5414823224669 | W | IP65 | LED Technology | 2700K | 90 | 40 | .
415 151 933 B | MINI REO X 93040 B | 167.48 | . | REO | REO MINI X | ECR | PRO INT | . |  | EXT 0893 | 5414823252518 | B | IP65 | LED Technology | 3000K | 90 | 40 | .
415 151 933 W | MINI REO X 93040 W | 167.48 | . | REO | REO MINI X | ECR | PRO INT | . |  | EXT 0893 | 5414823237515 | W | IP65 | LED Technology | 3000K | 90 | 40 | .
202 37 811 922 B | REO OK 92733 S1 B | 193.04 | . | REO | REO OK | ICR | PRO INT | . |  | INT 0053 | 5414823239656 | B | IP23/20-20/20 | LED Technology | 2700K | 90 | 33 | .
202 37 811 922 W | REO OK 92733 S1 W | 193.04 | . | REO | REO OK | ICR | PRO INT | . |  | INT 0053 | 5414823233425 | W | IP23/20-20/20 | LED Technology | 2700K | 90 | 33 | .
202 372 811 922 B | REO OK 92733 S2 B | 206.79 | . | REO | REO OK | ICR | PRO INT | . |  | INT 0053 | 5414823239793 | B | IP23/20-20/20 | LED Technology | 2700K | 90 | 33 | .
202 372 811 922 W | REO OK 92733 S2 W | 206.79 | . | REO | REO OK | ICR | PRO INT | . |  | INT 0053 | 5414823239809 | W | IP23/20-20/20 | LED Technology | 2700K | 90 | 33 | .
202 37 811 923 B | REO OK 92750 S1 B | 193.04 | . | REO | REO OK | ICR | PRO INT | . |  | INT 0053 | 5414823239670 | B | IP23/20-20/20 | LED Technology | 2700K | 90 | 50 | .
202 37 811 923 W | REO OK 92750 S1 W | 193.04 | . | REO | REO OK | ICR | PRO INT | . |  | INT 0053 | 5414823233432 | W | IP23/20-20/20 | LED Technology | 2700K | 90 | 50 | .
202 372 811 923 B | REO OK 92750 S2 B | 206.79 | . | REO | REO OK | ICR | PRO INT | . |  | INT 0053 | 5414823239823 | B | IP23/20-20/20 | LED Technology | 2700K | 90 | 50 | .
202 372 811 923 W | REO OK 92750 S2 W | 206.79 | . | REO | REO OK | ICR | PRO INT | . |  | INT 0053 | 5414823233494 | W | IP23/20-20/20 | LED Technology | 2700K | 90 | 50 | .
202 37 811 932 B | REO OK 93033 S1 B | 193.04 | . | REO | REO OK | ICR | PRO INT | . |  | INT 0053 | 5414823239687 | B | IP23/20-20/20 | LED Technology | 3000K | 90 | 33 | .
202 37 811 932 W | REO OK 93033 S1 W | 193.04 | . | REO | REO OK | ICR | PRO INT | . |  | INT 0053 | 5414823233456 | W | IP23/20-20/20 | LED Technology | 3000K | 90 | 33 | .
202 372 811 932 B | REO OK 93033 S2 B | 206.79 | . | REO | REO OK | ICR | PRO INT | . |  | INT 0053 | 5414823239847 | B | IP23/20-20/20 | LED Technology | 3000K | 90 | 33 | .
202 372 811 932 W | REO OK 93033 S2 W | 206.79 | . | REO | REO OK | ICR | PRO INT | . |  | INT 0053 | 5414823233500 | W | IP23/20-20/20 | LED Technology | 3000K | 90 | 33 | .
202 37 811 933 B | REO OK 93050 S1 B | 193.04 | . | REO | REO OK | ICR | PRO INT | . |  | INT 0053 | 5414823239700 | B | IP23/20-20/20 | LED Technology | 3000K | 90 | 50 | .
202 37 811 933 W | REO OK 93050 S1 W | 193.04 | . | REO | REO OK | ICR | PRO INT | . |  | INT 0053 | 5414823233463 | W | IP23/20-20/20 | LED Technology | 3000K | 90 | 50 | .
202 372 811 933 B | REO OK 93050 S2 B | 206.79 | . | REO | REO OK | ICR | PRO INT | . |  | INT 0053 | 5414823239861 | B | IP23/20-20/20 | LED Technology | 3000K | 90 | 50 | .
202 372 811 933 W | REO OK 93050 S2 W | 206.79 | . | REO | REO OK | ICR | PRO INT | . |  | INT 0053 | 5414823233517 | W | IP23/20-20/20 | LED Technology | 3000K | 90 | 50 | .
202 37 811 942 B | REO OK 94033 S1 B | 193.04 | . | REO | REO OK | ICR | PRO INT | . |  | INT 0053 | 5414823239724 | B | IP23/20-20/20 | LED Technology | 4000K | 90 | 33 | .
202 37 811 942 W | REO OK 94033 S1 W | 193.04 | . | REO | REO OK | ICR | PRO INT | . |  | INT 0053 | 5414823233470 | W | IP23/20-20/20 | LED Technology | 4000K | 90 | 33 | .
202 372 811 942 B | REO OK 94033 S2 B | 206.79 | . | REO | REO OK | ICR | PRO INT | . |  | INT 0053 | 5414823239885 | B | IP23/20-20/20 | LED Technology | 4000K | 90 | 33 | .
202 372 811 942 W | REO OK 94033 S2 W | 206.79 | . | REO | REO OK | ICR | PRO INT | . |  | INT 0053 | 5414823239892 | W | IP23/20-20/20 | LED Technology | 4000K | 90 | 33 | .
202 37 811 943 B | REO OK 94050 S1 B | 193.04 | . | REO | REO OK | ICR | PRO INT | . |  | INT 0053 | 5414823239748 | B | IP23/20-20/20 | LED Technology | 4000K | 90 | 50 | .
202 37 811 943 W | REO OK 94050 S1 W | 193.04 | . | REO | REO OK | ICR | PRO INT | . |  | INT 0053 | 5414823233487 | W | IP23/20-20/20 | LED Technology | 4000K | 90 | 50 | .
202 372 811 943 B | REO OK 94050 S2 B | 206.79 | . | REO | REO OK | ICR | PRO INT | . |  | INT 0053 | 5414823239915 | B | IP23/20-20/20 | LED Technology | 4000K | 90 | 50 | .
202 372 811 943 W | REO OK 94050 S2 W | 206.79 | . | REO | REO OK | ICR | PRO INT | . |  | INT 0053 | 5414823239922 | W | IP23/20-20/20 | LED Technology | 4000K | 90 | 50 | .
202 37 1902 B | REO OK 9-SOFT S1 B | 242.7 | . | REO | REO OK | ICR | PRO INT | . |  | INT 0053 | 5414823239625 | B | IP23/20-20/20 | LED Technology | 2700-1800 | 90 | 40 | .
202 37 1902 W | REO OK 9-SOFT S1 W | 242.7 | . | REO | REO OK | ICR | PRO INT | . |  | INT 0053 | 5414823239632 | W | IP23/20-20/20 | LED Technology | 2700-1800 | 90 | 40 | .
202 372 1902 B | REO OK 9-SOFT S2 B | 256.85 | . | REO | REO OK | ICR | PRO INT | . |  | INT 0053 | 5414823239762 | B | IP23/20-20/20 | LED Technology | 2700-1800 | 90 | 40 | .
202 372 1902 W | REO OK 9-SOFT S2 W | 256.85 | . | REO | REO OK | ICR | PRO INT | . |  | INT 0053 | 5414823239779 | W | IP23/20-20/20 | LED Technology | 2700-1800 | 90 | 40 | .
202 263 811 922 FBR | REO RIBS 92733 S1 FBR | 165.79 | . | REO | REO RIBS | ICR | PRO INT | . |  | INT 0051 | 5414823274701 | FBR | IP43/20-20/20 | LED Technology | 2700K | 90 | 33 | .
202 263 811 922 FG | REO RIBS 92733 S1 FG | 165.79 | . | REO | REO RIBS | ICR | PRO INT | . |  | INT 0051 | 5414823274718 | FG | IP43/20-20/20 | LED Technology | 2700K | 90 | 33 | .
202 263 811 922 W | REO RIBS 92733 S1 W | 142.06 | . | REO | REO RIBS | ICR | PRO INT | . |  | INT 0051 | 5414823274725 | W | IP43/20-20/20 | LED Technology | 2700K | 90 | 33 | .
202 2632 811 922 FBR | REO RIBS 92733 S2 FBR | 173.23 | . | REO | REO RIBS | ICR | PRO INT | . |  | INT 0051 | 5414823274824 | FBR | IP43/20-20/20 | LED Technology | 2700K | 90 | 33 | .
202 2632 811 922 FG | REO RIBS 92733 S2 FG | 173.23 | . | REO | REO RIBS | ICR | PRO INT | . |  | INT 0051 | 5414823274831 | FG | IP43/20-20/20 | LED Technology | 2700K | 90 | 33 | .
202 2632 811 922 W | REO RIBS 92733 S2 W | 149.49 | . | REO | REO RIBS | ICR | PRO INT | . |  | INT 0051 | 5414823274848 | W | IP43/20-20/20 | LED Technology | 2700K | 90 | 33 | .
202 263 811 923 FBR | REO RIBS 92750 S1 FBR | 165.79 | . | REO | REO RIBS | ICR | PRO INT | . |  | INT 0051 | 5414823274732 | FBR | IP43/20-20/20 | LED Technology | 2700K | 90 | 50 | .
202 263 811 923 FG | REO RIBS 92750 S1 FG | 165.79 | . | REO | REO RIBS | ICR | PRO INT | . |  | INT 0051 | 5414823274749 | FG | IP43/20-20/20 | LED Technology | 2700K | 90 | 50 | .
202 263 811 923 W | REO RIBS 92750 S1 W | 142.06 | . | REO | REO RIBS | ICR | PRO INT | . |  | INT 0051 | 5414823274756 | W | IP43/20-20/20 | LED Technology | 2700K | 90 | 50 | .
202 2632 811 923 FBR | REO RIBS 92750 S2 FBR | 173.23 | . | REO | REO RIBS | ICR | PRO INT | . |  | INT 0051 | 5414823274855 | FBR | IP43/20-20/20 | LED Technology | 2700K | 90 | 50 | .
202 2632 811 923 FG | REO RIBS 92750 S2 FG | 173.23 | . | REO | REO RIBS | ICR | PRO INT | . |  | INT 0051 | 5414823274862 | FG | IP43/20-20/20 | LED Technology | 2700K | 90 | 50 | .
202 2632 811 923 W | REO RIBS 92750 S2 W | 149.49 | . | REO | REO RIBS | ICR | PRO INT | . |  | INT 0051 | 5414823274879 | W | IP43/20-20/20 | LED Technology | 2700K | 90 | 50 | .
202 263 811 932 FBR | REO RIBS 93033 S1 FBR | 165.79 | . | REO | REO RIBS | ICR | PRO INT | . |  | INT 0051 | 5414823274763 | FBR | IP43/20-20/20 | LED Technology | 3000K | 90 | 33 | .
202 263 811 932 FG | REO RIBS 93033 S1 FG | 165.79 | . | REO | REO RIBS | ICR | PRO INT | . |  | INT 0051 | 5414823274770 | FG | IP43/20-20/20 | LED Technology | 3000K | 90 | 33 | .
202 263 811 932 W | REO RIBS 93033 S1 W | 142.06 | . | REO | REO RIBS | ICR | PRO INT | . |  | INT 0051 | 5414823274787 | W | IP43/20-20/20 | LED Technology | 3000K | 90 | 33 | .
202 2632 811 932 FBR | REO RIBS 93033 S2 FBR | 173.23 | . | REO | REO RIBS | ICR | PRO INT | . |  | INT 0051 | 5414823274886 | FBR | IP43/20-20/20 | LED Technology | 3000K | 90 | 33 | .
202 2632 811 932 FG | REO RIBS 93033 S2 FG | 173.23 | . | REO | REO RIBS | ICR | PRO INT | . |  | INT 0051 | 5414823274893 | FG | IP43/20-20/20 | LED Technology | 3000K | 90 | 33 | .
202 2632 811 932 W | REO RIBS 93033 S2 W | 149.49 | . | REO | REO RIBS | ICR | PRO INT | . |  | INT 0051 | 5414823274909 | W | IP43/20-20/20 | LED Technology | 3000K | 90 | 33 | .
202 263 811 933 FBR | REO RIBS 93050 S1 FBR | 165.79 | . | REO | REO RIBS | ICR | PRO INT | . |  | INT 0051 | 5414823274794 | FBR | IP43/20-20/20 | LED Technology | 3000K | 90 | 50 | .
202 263 811 933 FG | REO RIBS 93050 S1 FG | 165.79 | . | REO | REO RIBS | ICR | PRO INT | . |  | INT 0051 | 5414823274800 | FG | IP43/20-20/20 | LED Technology | 3000K | 90 | 50 | .
202 263 811 933 W | REO RIBS 93050 S1 W | 142.06 | . | REO | REO RIBS | ICR | PRO INT | . |  | INT 0051 | 5414823274817 | W | IP43/20-20/20 | LED Technology | 3000K | 90 | 50 | .
202 2632 811 933 FBR | REO RIBS 93050 S2 FBR | 173.23 | . | REO | REO RIBS | ICR | PRO INT | . |  | INT 0051 | 5414823274916 | FBR | IP43/20-20/20 | LED Technology | 3000K | 90 | 50 | .
202 2632 811 933 FG | REO RIBS 93050 S2 FG | 173.23 | . | REO | REO RIBS | ICR | PRO INT | . |  | INT 0051 | 5414823274923 | FG | IP43/20-20/20 | LED Technology | 3000K | 90 | 50 | .
202 2632 811 933 W | REO RIBS 93050 S2 W | 149.49 | . | REO | REO RIBS | ICR | PRO INT | . |  | INT 0051 | 5414823274930 | W | IP43/20-20/20 | LED Technology | 3000K | 90 | 50 | .
202 265 1902 FBR | REO RIBS 9-SOFT S1 FBR | 215.06 | . | REO | REO RIBS | ICR | PRO INT | . |  | INT 0051 | 5414823275180 | FBR | IP43/20-20/20 | LED Technology | 2700-1800 | 90 | 40 | .
202 265 1902 FG | REO RIBS 9-SOFT S1 FG | 215.06 | . | REO | REO RIBS | ICR | PRO INT | . |  | INT 0051 | 5414823275197 | FG | IP43/20-20/20 | LED Technology | 2700-1800 | 90 | 40 | .
202 265 1902 W | REO RIBS 9-SOFT S1 W | 191.34 | . | REO | REO RIBS | ICR | PRO INT | . |  | INT 0051 | 5414823275203 | W | IP43/20-20/20 | LED Technology | 2700-1800 | 90 | 40 | .
202 2652 1902 FBR | REO RIBS 9-SOFT S2 FBR | 222.72 | . | REO | REO RIBS | ICR | PRO INT | . |  | INT 0051 | 5414823275210 | FBR | IP43/20-20/20 | LED Technology | 2700-1800 | 90 | 40 | .
202 2652 1902 FG | REO RIBS 9-SOFT S2 FG | 222.72 | . | REO | REO RIBS | ICR | PRO INT | . |  | INT 0051 | 5414823275227 | FG | IP43/20-20/20 | LED Technology | 2700-1800 | 90 | 40 | .
202 2652 1902 W | REO RIBS 9-SOFT S2 W | 198.99 | . | REO | REO RIBS | ICR | PRO INT | . |  | INT 0051 | 5414823275234 | W | IP43/20-20/20 | LED Technology | 2700-1800 | 90 | 40 | .
202 264 811 922 FBR | REO RIBS IP 92733 S1 FBR | 185.93 | . | REO | REO RIBS | ICR | PRO INT | . |  | INT 0051 | 5414823274947 | FBR | IP44/20-20/20 | LED Technology | 2700K | 90 | 33 | .
202 264 811 922 FG | REO RIBS IP 92733 S1 FG | 185.93 | . | REO | REO RIBS | ICR | PRO INT | . |  | INT 0051 | 5414823274954 | FG | IP44/20-20/20 | LED Technology | 2700K | 90 | 33 | .
202 264 811 922 W | REO RIBS IP 92733 S1 W | 162.2 | . | REO | REO RIBS | ICR | PRO INT | . |  | INT 0051 | 5414823274961 | W | IP44/20-20/20 | LED Technology | 2700K | 90 | 33 | .
202 2642 811 922 FBR | REO RIBS IP 92733 S2 FBR | 200.2 | . | REO | REO RIBS | ICR | PRO INT | . |  | INT 0051 | 5414823275067 | FBR | IP44/20-20/20 | LED Technology | 2700K | 90 | 33 | .
202 2642 811 922 FG | REO RIBS IP 92733 S2 FG | 200.2 | . | REO | REO RIBS | ICR | PRO INT | . |  | INT 0051 | 5414823275074 | FG | IP44/20-20/20 | LED Technology | 2700K | 90 | 33 | .
202 2642 811 922 W | REO RIBS IP 92733 S2 W | 176.45 | . | REO | REO RIBS | ICR | PRO INT | . |  | INT 0051 | 5414823275081 | W | IP44/20-20/20 | LED Technology | 2700K | 90 | 33 | .
202 264 811 923 FBR | REO RIBS IP 92750 S1 FBR | 185.93 | . | REO | REO RIBS | ICR | PRO INT | . |  | INT 0051 | 5414823274978 | FBR | IP44/20-20/20 | LED Technology | 2700K | 90 | 50 | .
202 264 811 923 FG | REO RIBS IP 92750 S1 FG | 185.93 | . | REO | REO RIBS | ICR | PRO INT | . |  | INT 0051 | 5414823274985 | FG | IP44/20-20/20 | LED Technology | 2700K | 90 | 50 | .
202 264 811 923 W | REO RIBS IP 92750 S1 W | 162.2 | . | REO | REO RIBS | ICR | PRO INT | . |  | INT 0051 | 5414823274992 | W | IP44/20-20/20 | LED Technology | 2700K | 90 | 50 | .
202 2642 811 923 FBR | REO RIBS IP 92750 S2 FBR | 200.2 | . | REO | REO RIBS | ICR | PRO INT | . |  | INT 0051 | 5414823275098 | FBR | IP44/20-20/20 | LED Technology | 2700K | 90 | 50 | .
202 2642 811 923 FG | REO RIBS IP 92750 S2 FG | 200.2 | . | REO | REO RIBS | ICR | PRO INT | . |  | INT 0051 | 5414823275104 | FG | IP44/20-20/20 | LED Technology | 2700K | 90 | 50 | .
202 2642 811 923 W | REO RIBS IP 92750 S2 W | 176.45 | . | REO | REO RIBS | ICR | PRO INT | . |  | INT 0051 | 5414823275111 | W | IP44/20-20/20 | LED Technology | 2700K | 90 | 50 | .
202 264 811 932 FBR | REO RIBS IP 93033 S1 FBR | 185.93 | . | REO | REO RIBS | ICR | PRO INT | . |  | INT 0051 | 5414823275005 | FBR | IP44/20-20/20 | LED Technology | 3000K | 90 | 33 | .
202 264 811 932 FG | REO RIBS IP 93033 S1 FG | 185.93 | . | REO | REO RIBS | ICR | PRO INT | . |  | INT 0051 | 5414823275012 | FG | IP44/20-20/20 | LED Technology | 3000K | 90 | 33 | .
202 264 811 932 W | REO RIBS IP 93033 S1 W | 162.2 | . | REO | REO RIBS | ICR | PRO INT | . |  | INT 0051 | 5414823275029 | W | IP44/20-20/20 | LED Technology | 3000K | 90 | 33 | .
202 2642 811 932 FBR | REO RIBS IP 93033 S2 FBR | 200.2 | . | REO | REO RIBS | ICR | PRO INT | . |  | INT 0051 | 5414823275128 | FBR | IP44/20-20/20 | LED Technology | 3000K | 90 | 33 | .
202 2642 811 932 FG | REO RIBS IP 93033 S2 FG | 200.2 | . | REO | REO RIBS | ICR | PRO INT | . |  | INT 0051 | 5414823275135 | FG | IP44/20-20/20 | LED Technology | 3000K | 90 | 33 | .
202 2642 811 932 W | REO RIBS IP 93033 S2 W | 176.45 | . | REO | REO RIBS | ICR | PRO INT | . |  | INT 0051 | 5414823275142 | W | IP44/20-20/20 | LED Technology | 3000K | 90 | 33 | .
202 264 811 933 FBR | REO RIBS IP 93050 S1 FBR | 185.93 | . | REO | REO RIBS | ICR | PRO INT | . |  | INT 0051 | 5414823275036 | FBR | IP44/20-20/20 | LED Technology | 3000K | 90 | 50 | .
202 264 811 933 FG | REO RIBS IP 93050 S1 FG | 185.93 | . | REO | REO RIBS | ICR | PRO INT | . |  | INT 0051 | 5414823275043 | FG | IP44/20-20/20 | LED Technology | 3000K | 90 | 50 | .
202 264 811 933 W | REO RIBS IP 93050 S1 W | 162.2 | . | REO | REO RIBS | ICR | PRO INT | . |  | INT 0051 | 5414823275050 | W | IP44/20-20/20 | LED Technology | 3000K | 90 | 50 | .
202 2642 811 933 FBR | REO RIBS IP 93050 S2 FBR | 200.2 | . | REO | REO RIBS | ICR | PRO INT | . |  | INT 0051 | 5414823275159 | FBR | IP44/20-20/20 | LED Technology | 3000K | 90 | 50 | .
202 2642 811 933 FG | REO RIBS IP 93050 S2 FG | 200.2 | . | REO | REO RIBS | ICR | PRO INT | . |  | INT 0051 | 5414823275166 | FG | IP44/20-20/20 | LED Technology | 3000K | 90 | 50 | .
202 2642 811 933 W | REO RIBS IP 93050 S2 W | 176.45 | . | REO | REO RIBS | ICR | PRO INT | . |  | INT 0051 | 5414823275173 | W | IP44/20-20/20 | LED Technology | 3000K | 90 | 50 | .
202 38 812 922 W | REO 2 S OK 92733 S1 W | 375.74 | . | REO | REO SQR OK | ICR | PRO INT | . |  | INT 0055 | 5414823233579 | W | IP23/20-20/20 | LED Technology | 2700K | 90 | 33 | .
202 38 812 923 W | REO 2 S OK 92750 S1 W | 375.74 | . | REO | REO SQR OK | ICR | PRO INT | . |  | INT 0055 | 5414823233586 | W | IP23/20-20/20 | LED Technology | 2700K | 90 | 50 | .
202 38 812 932 W | REO 2 S OK 93033 S1 W | 375.74 | . | REO | REO SQR OK | ICR | PRO INT | . |  | INT 0055 | 5414823233593 | W | IP23/20-20/20 | LED Technology | 3000K | 90 | 33 | .
202 38 812 933 W | REO 2 S OK 93050 S1 W | 375.74 | . | REO | REO SQR OK | ICR | PRO INT | . |  | INT 0055 | 5414823233609 | W | IP23/20-20/20 | LED Technology | 3000K | 90 | 50 | .
202 38 2902 W | REO 2 S OK 9-SOFT S1 W | 465.51 | . | REO | REO SQR OK | ICR | PRO INT | . |  | INT 0055 | 5414823239960 | W | IP23/20-20/20 | LED Technology | 2700-1800 | 90 | 40 | .
202 38 811 922 W | REO S OK 92733 S1 W | 206.79 | . | REO | REO SQR OK | ICR | PRO INT | . |  | INT 0055 | 5414823233524 | W | IP23/20-20/20 | LED Technology | 2700K | 90 | 33 | .
202 38 811 923 W | REO S OK 92750 S1 W | 206.79 | . | REO | REO SQR OK | ICR | PRO INT | . |  | INT 0055 | 5414823233531 | W | IP23/20-20/20 | LED Technology | 2700K | 90 | 50 | .
202 38 811 932 W | REO S OK 93033 S1 W | 206.79 | . | REO | REO SQR OK | ICR | PRO INT | . |  | INT 0055 | 5414823233548 | W | IP23/20-20/20 | LED Technology | 3000K | 90 | 33 | .
202 38 811 933 W | REO S OK 93050 S1 W | 206.79 | . | REO | REO SQR OK | ICR | PRO INT | . |  | INT 0055 | 5414823233555 | W | IP23/20-20/20 | LED Technology | 3000K | 90 | 50 | .
202 38 1902 W | REO S OK 9-SOFT S1 W | 251.77 | . | REO | REO SQR OK | ICR | PRO INT | . |  | INT 0055 | 5414823239946 | W | IP23/20-20/20 | LED Technology | 2700-1800 | 90 | 40 | .
202 25 811 922 A | REO X 92733 S1 A | 162.2 | . | REO | REO X | ECR | PRO EXT | . |  | EXT 0893 | 5414823238703 | A | IP44/20 | LED Technology | 2700K | 90 | 33 | .
202 25 811 922 B | REO X 92733 S1 B | 162.2 | . | REO | REO X | ECR | PRO EXT | . |  | EXT 0893 | 5414823238710 | B | IP44/20-22/20 | LED Technology | 2700K | 90 | 33 | .
202 25 811 922 W | REO X 92733 S1 W | 162.2 | . | REO | REO X | ECR | PRO EXT | . |  | EXT 0893 | 5414823238727 | W | IP44/20-22/20 | LED Technology | 2700K | 90 | 33 | .
202 252 811 922 A | REO X 92733 S2 A | 176.45 | . | REO | REO X | ECR | PRO EXT | . |  | EXT 0893 | 5414823238741 | A | IP44/20-22/20 | LED Technology | 2700K | 90 | 33 | .
202 252 811 922 B | REO X 92733 S2 B | 176.45 | . | REO | REO X | ECR | PRO EXT | . |  | EXT 0893 | 5414823238758 | B | IP44/20-22/20 | LED Technology | 2700K | 90 | 33 | .
202 252 811 922 W | REO X 92733 S2 W | 176.45 | . | REO | REO X | ECR | PRO EXT | . |  | EXT 0893 | 5414823238765 | W | IP44/20-22/20 | LED Technology | 2700K | 90 | 33 | .
202 256 811 922 A | REO X 92733-65 S1 A | 196.85 | . | REO | REO X | ECR | PRO EXT | . |  | EXT 0893 | 5414823238789 | A | IP65 | LED Technology | 2700K | 90 | 33 | .
202 256 811 922 B | REO X 92733-65 S1 B | 196.85 | . | REO | REO X | ECR | PRO EXT | . |  | EXT 0893 | 5414823238796 | B | IP65 | LED Technology | 2700K | 90 | 33 | .
202 256 811 922 W | REO X 92733-65 S1 W | 196.85 | . | REO | REO X | ECR | PRO EXT | . |  | EXT 0893 | 5414823238802 | W | IP65 | LED Technology | 2700K | 90 | 33 | .
202 2562 811 922 A | REO X 92733-65 S2 A | 208.23 | . | REO | REO X | ECR | PRO EXT | . |  | EXT 0893 | 5414823238826 | A | IP65 | LED Technology | 2700K | 90 | 33 | .
202 2562 811 922 B | REO X 92733-65 S2 B | 208.23 | . | REO | REO X | ECR | PRO EXT | . |  | EXT 0893 | 5414823238833 | B | IP65 | LED Technology | 2700K | 90 | 33 | .
202 2562 811 922 W | REO X 92733-65 S2 W | 208.23 | . | REO | REO X | ECR | PRO EXT | . |  | EXT 0893 | 5414823238840 | W | IP65 | LED Technology | 2700K | 90 | 33 | .
202 25 811 932 A | REO X 93033 S1 A | 162.2 | . | REO | REO X | ECR | PRO EXT | . |  | EXT 0893 | 5414823233173 | A | IP44/20 | LED Technology | 3000K | 90 | 33 | .
202 25 811 932 B | REO X 93033 S1 B | 162.2 | . | REO | REO X | ECR | PRO EXT | . |  | EXT 0893 | 5414823238734 | B | IP44/20-22/20 | LED Technology | 3000K | 90 | 33 | .
202 25 811 932 W | REO X 93033 S1 W | 162.2 | . | REO | REO X | ECR | PRO EXT | . |  | EXT 0893 | 5414823233180 | W | IP44/20-22/20 | LED Technology | 3000K | 90 | 33 | .
202 252 811 932 A | REO X 93033 S2 A | 176.45 | . | REO | REO X | ECR | PRO EXT | . |  | EXT 0893 | 5414823233197 | A | IP44/20-22/20 | LED Technology | 3000K | 90 | 33 | .
202 252 811 932 B | REO X 93033 S2 B | 176.45 | . | REO | REO X | ECR | PRO EXT | . |  | EXT 0893 | 5414823238772 | B | IP44/20-22/20 | LED Technology | 3000K | 90 | 33 | .
202 252 811 932 W | REO X 93033 S2 W | 176.45 | . | REO | REO X | ECR | PRO EXT | . |  | EXT 0893 | 5414823233203 | W | IP44/20-22/20 | LED Technology | 3000K | 90 | 33 | .
202 256 811 932 A | REO X 93033-65 S1 A | 196.85 | . | REO | REO X | ECR | PRO EXT | . |  | EXT 0893 | 5414823234026 | A | IP65 | LED Technology | 3000K | 90 | 33 | .
202 256 811 932 B | REO X 93033-65 S1 B | 196.85 | . | REO | REO X | ECR | PRO EXT | . |  | EXT 0893 | 5414823238819 | B | IP65 | LED Technology | 3000K | 90 | 33 | .
202 256 811 932 W | REO X 93033-65 S1 W | 196.85 | . | REO | REO X | ECR | PRO EXT | . |  | EXT 0893 | 5414823230325 | W | IP65 | LED Technology | 3000K | 90 | 33 | .
202 2562 811 932 A | REO X 93033-65 S2 A | 208.23 | . | REO | REO X | ECR | PRO EXT | . |  | EXT 0893 | 5414823238857 | A | IP65 | LED Technology | 3000K | 90 | 33 | .
202 2562 811 932 B | REO X 93033-65 S2 B | 208.23 | . | REO | REO X | ECR | PRO EXT | . |  | EXT 0893 | 5414823238864 | B | IP65 | LED Technology | 3000K | 90 | 33 | .
202 2562 811 932 W | REO X 93033-65 S2 W | 208.23 | . | REO | REO X | ECR | PRO EXT | . |  | EXT 0893 | 5414823234033 | W | IP65 | LED Technology | 3000K | 90 | 33 | .
202 01 1310 ALU | RINGO Hi S2 ALU | 50.77 | . | RINGO | RINGO | ICR | COM INT | . |  | INT 0097 | 5414823111112 | ALU | IP20 | Halogen Mains-Voltage | . | . | . | .
202 01 1310 W | RINGO Hi S2 W | 43.51 | . | RINGO | RINGO | ICR | COM INT | . |  | INT 0097 | 5414823111129 | W | IP20 | Halogen Mains-Voltage | . | . | . | .
415 223 923 B | RINGO LED 92740 B | 91.1 | . | RINGO | RINGO | ICR | COM INT | . |  | INT 0097 | 5414823213786 | B | IP43 | LED Technology | 2700K | 90 | 40 | .
415 223 923 W | RINGO LED 92740 W | 91.1 | . | RINGO | RINGO | ICR | COM INT | . |  | INT 0097 | 5414823213793 | W | IP43 | LED Technology | 2700K | 90 | 40 | .
415 223 933 B | RINGO LED 93040 B | 91.1 | . | RINGO | RINGO | ICR | COM INT | . |  | INT 0097 | 5414823213809 | B | IP43 | LED Technology | 3000K | 90 | 40 | .
415 223 933 W | RINGO LED 93040 W | 91.1 | . | RINGO | RINGO | ICR | COM INT | . |  | INT 0097 | 5414823211096 | W | IP43 | LED Technology | 3000K | 90 | 40 | .
415 225 923 B | RINGO LED IP 92740 B | 115.88 | . | RINGO | RINGO | ICR | COM INT | . |  | INT 0097 | 5414823213847 | B | IP44 | LED Technology | 2700K | 90 | 40 | .
415 225 923 W | RINGO LED IP 92740 W | 115.88 | . | RINGO | RINGO | ICR | COM INT | . |  | INT 0097 | 5414823213854 | W | IP44 | LED Technology | 2700K | 90 | 40 | .
415 225 933 B | RINGO LED IP 93040 B | 115.88 | . | RINGO | RINGO | ICR | COM INT | . |  | INT 0097 | 5414823213861 | B | IP44 | LED Technology | 3000K | 90 | 40 | .
415 225 933 W | RINGO LED IP 93040 W | 115.88 | . | RINGO | RINGO | ICR | COM INT | . |  | INT 0097 | 5414823211119 | W | IP44 | LED Technology | 3000K | 90 | 40 | .
202 01 13 W | RINGO S2 W | 26.08 | . | RINGO | RINGO | ICR | COM INT | . |  | INT 0097 | 5414823002595 | W | IP20 | Halogen Low-Voltage | . | . | . | .
202 014 26 B | DEEP RINGO Hi IP S2 B | 46.21 | . | RINGO | RINGO DEEP | ICR | COM INT | . |  | INT 0093 | 5414823211485 | B | IP44/20 | Halogen Mains-Voltage | . | . | . | .
202 014 26 W | DEEP RINGO Hi IP S2 W | 46.21 | . | RINGO | RINGO DEEP | ICR | COM INT | . |  | INT 0093 | 5414823211492 | W | IP44/20 | Halogen Mains-Voltage | . | . | . | .
202 11 26 B | DEEP RINGO Hi S1 B | 35.16 | . | RINGO | RINGO DEEP | ICR | COM INT | . |  | INT 0093 | 5414823180491 | B | IP20 | Halogen Mains-Voltage | . | . | . | .
202 11 26 W | DEEP RINGO Hi S1 W | 35.16 | . | RINGO | RINGO DEEP | ICR | COM INT | . |  | INT 0093 | 5414823003820 | W | IP20 | Halogen Mains-Voltage | . | . | . | .
202 01 26 B | DEEP RINGO Hi S2 B | 43.81 | . | RINGO | RINGO DEEP | ICR | COM INT | . |  | INT 0093 | 5414823211461 | B | IP20 | Halogen Mains-Voltage | . | . | . | .
202 01 26 W | DEEP RINGO Hi S2 W | 43.81 | . | RINGO | RINGO DEEP | ICR | COM INT | . |  | INT 0093 | 5414823211478 | W | IP20 | Halogen Mains-Voltage | . | . | . | .
202 272 811 922 B | DEEP RINGO LED 92733 B | 137.26 | . | RINGO | RINGO DEEP | ICR | COM INT | . |  | INT 0091 | 5414823233296 | B | IP43/20 | LED Technology | 2700K | 90 | 33 | .
202 272 811 922 MMAT | DEEP RINGO LED 92733 MMAT | 143.75 | . | RINGO | RINGO DEEP | ICR | COM INT | . |  | INT 0091 | 5414823233302 | MMAT | IP43/20 | LED Technology | 2700K | 90 | 33 | .
202 272 811 922 W | DEEP RINGO LED 92733 W | 137.26 | . | RINGO | RINGO DEEP | ICR | COM INT | . |  | INT 0091 | 5414823233319 | W | IP43/20 | LED Technology | 2700K | 90 | 33 | .
202 272 811 932 B | DEEP RINGO LED 93033 B | 137.26 | . | RINGO | RINGO DEEP | ICR | COM INT | . |  | INT 0091 | 5414823233326 | B | IP43/20 | LED Technology | 3000K | 90 | 33 | .
202 272 811 932 MMAT | DEEP RINGO LED 93033 MMAT | 143.75 | . | RINGO | RINGO DEEP | ICR | COM INT | . |  | INT 0091 | 5414823233333 | MMAT | IP43/20 | LED Technology | 3000K | 90 | 33 | .
202 272 811 932 W | DEEP RINGO LED 93033 W | 137.26 | . | RINGO | RINGO DEEP | ICR | COM INT | . |  | INT 0091 | 5414823233340 | W | IP43/20 | LED Technology | 3000K | 90 | 33 | .
202 272 1902 B | DEEP RINGO LED 9-SOFT B | 186.39 | . | RINGO | RINGO DEEP | ICR | COM INT | . |  | INT 0091 | 5414823239250 | B | IP43/20 | LED Technology | 2700-1800 | 90 | 40 | .
202 272 1902 MMAT | DEEP RINGO LED 9-SOFT MMAT | 193.07 | . | RINGO | RINGO DEEP | ICR | COM INT | . |  | INT 0091 | 5414823239267 | MMAT | IP43/20 | LED Technology | 2700-1800 | 90 | 40 | .
202 272 1902 W | DEEP RINGO LED 9-SOFT W | 186.39 | . | RINGO | RINGO DEEP | ICR | COM INT | . |  | INT 0091 | 5414823239274 | W | IP43/20 | LED Technology | 2700-1800 | 90 | 40 | .
202 273 811 922 B | DEEP RINGO LED IP 92733 B | 145.88 | . | RINGO | RINGO DEEP | ICR | COM INT | . |  | INT 0091 | 5414823239281 | B | IP44/20 | LED Technology | 2700K | 90 | 33 | .
202 273 811 922 MMAT | DEEP RINGO LED IP 92733 MMAT | 152.47 | . | RINGO | RINGO DEEP | ICR | COM INT | . |  | INT 0091 | 5414823239298 | MMAT | IP44/20 | LED Technology | 2700K | 90 | 33 | .
202 273 811 922 W | DEEP RINGO LED IP 92733 W | 145.88 | . | RINGO | RINGO DEEP | ICR | COM INT | . |  | INT 0091 | 5414823230202 | W | IP44/20 | LED Technology | 2700K | 90 | 33 | .
202 273 811 932 B | DEEP RINGO LED IP 93033 B | 145.88 | . | RINGO | RINGO DEEP | ICR | COM INT | . |  | INT 0091 | 5414823239304 | B | IP44/20 | LED Technology | 3000K | 90 | 33 | .
202 273 811 932 MMAT | DEEP RINGO LED IP 93033 MMAT | 152.47 | . | RINGO | RINGO DEEP | ICR | COM INT | . |  | INT 0091 | 5414823239311 | MMAT | IP44/20 | LED Technology | 3000K | 90 | 33 | .
202 273 811 932 W | DEEP RINGO LED IP 93033 W | 145.88 | . | RINGO | RINGO DEEP | ICR | COM INT | . |  | INT 0091 | 5414823239328 | W | IP44/20 | LED Technology | 3000K | 90 | 33 | .
202 11 16 ALU | DEEP RINGO S1 ALU | 31.78 | . | RINGO | RINGO DEEP | ICR | COM INT | . |  | INT 0093 | 5414823003677 | ALU | IP20 | Halogen Low-Voltage | . | . | . | .
202 11 16 B | DEEP RINGO S1 B | 30.02 | . | RINGO | RINGO DEEP | ICR | COM INT | . |  | INT 0093 | 5414823003684 | B | IP20 | Halogen Low-Voltage | . | . | . | .
202 11 16 W | DEEP RINGO S1 W | 30.02 | . | RINGO | RINGO DEEP | ICR | COM INT | . |  | INT 0093 | 5414823003707 | W | IP20 | Halogen Low-Voltage | . | . | . | .
302 22 831 A | MICRO DEEP RINGO S1 WW A | 109.06 | . | RINGO | RINGO DEEP MICRO | ICR | PRO INT | . |  | INT 0087 | 5414823189807 | A | IP20 | LED Technology | 3000K | 80 | 10 | .
302 22 831 W | MICRO DEEP RINGO S1 WW W | 109.06 | . | RINGO | RINGO DEEP MICRO | ICR | PRO INT | . |  | INT 0087 | 5414823189814 | W | IP20 | LED Technology | 3000K | 80 | 10 | .
302 222 831 A | MICRO DEEP RINGO X S1 WW A | 119.31 | . | RINGO | RINGO DEEP MICRO | ECR | PRO INT | . |  | EXT 0891 | 5414823277160 | A | IP43/20 | LED Technology | 3000K | 80 | 10 | .
302 222 831 W | MICRO DEEP RINGO X S1 WW W | 119.31 | . | RINGO | RINGO DEEP MICRO | ECR | PRO INT | . |  | EXT 0891 | 5414823277177 | W | IP43/20 | LED Technology | 3000K | 80 | 10 | .
415 122 822 B | MINI DEEP RINGO 82720 B | 120.39 | . | RINGO | RINGO DEEP MINI | ICR | PRO INT | . |  | INT 0087 | 5414823196003 | B | IP20 | LED Technology | 2700K | 80 | 20 | .
415 122 822 MMAT | MINI DEEP RINGO 82720 MMAT | 125.08 | . | RINGO | RINGO DEEP MINI | ICR | PRO INT | . |  | INT 0087 | 5414823196010 | MMAT | IP20 | LED Technology | 2700K | 80 | 20 | .
415 122 822 W | MINI DEEP RINGO 82720 W | 120.39 | . | RINGO | RINGO DEEP MINI | ICR | PRO INT | . |  | INT 0087 | 5414823196027 | W | IP20 | LED Technology | 2700K | 80 | 20 | .
415 122 832 B | MINI DEEP RINGO 83020 B | 120.39 | . | RINGO | RINGO DEEP MINI | ICR | PRO INT | . |  | INT 0087 | 5414823196065 | B | IP20 | LED Technology | 3000K | 80 | 20 | .
415 122 832 MMAT | MINI DEEP RINGO 83020 MMAT | 125.08 | . | RINGO | RINGO DEEP MINI | ICR | PRO INT | . |  | INT 0087 | 5414823196072 | MMAT | IP20 | LED Technology | 3000K | 80 | 20 | .
415 122 832 W | MINI DEEP RINGO 83020 W | 120.39 | . | RINGO | RINGO DEEP MINI | ICR | PRO INT | . |  | INT 0087 | 5414823196089 | W | IP20 | LED Technology | 3000K | 80 | 20 | .
415 121 923 B | MINI DEEP RINGO 92740 B | 117.37 | . | RINGO | RINGO DEEP MINI | ICR | PRO INT | . |  | INT 0087 | 5414823228926 | B | IP20 | LED Technology | 2700K | 90 | 40 | .
415 121 923 MMAT | MINI DEEP RINGO 92740 MMAT | 122.04 | . | RINGO | RINGO DEEP MINI | ICR | PRO INT | . |  | INT 0087 | 5414823234446 | MMAT | IP20 | LED Technology | 2700K | 90 | 40 | .
415 121 923 W | MINI DEEP RINGO 92740 W | 117.37 | . | RINGO | RINGO DEEP MINI | ICR | PRO INT | . |  | INT 0087 | 5414823228933 | W | IP20 | LED Technology | 2700K | 90 | 40 | .
415 121 933 B | MINI DEEP RINGO 93040 B | 117.37 | . | RINGO | RINGO DEEP MINI | ICR | PRO INT | . |  | INT 0087 | 5414823252433 | B | IP20 | LED Technology | 3000K | 90 | 40 | .
415 121 933 MMAT | MINI DEEP RINGO 93040 MMAT | 122.04 | . | RINGO | RINGO DEEP MINI | ICR | PRO INT | . |  | INT 0087 | 5414823252440 | MMAT | IP20 | LED Technology | 3000K | 90 | 40 | .
415 121 933 W | MINI DEEP RINGO 93040 W | 117.37 | . | RINGO | RINGO DEEP MINI | ICR | PRO INT | . |  | INT 0087 | 5414823252457 | W | IP20 | LED Technology | 3000K | 90 | 40 | .
415 312 822 B | MINI DEEP RINGO TRIMLESS 82720 B | 110.65 | . | RINGO | RINGO DEEP MINI TRIMLESS | ICR | PRO INT | . |  | INT 0087 | 5414823196454 | B | IP20 | LED Technology | 2700K | 80 | 20 | .
415 312 832 B | MINI DEEP RINGO TRIMLESS 83020 B | 110.65 | . | RINGO | RINGO DEEP MINI TRIMLESS | ICR | PRO INT | . |  | INT 0087 | 5414823196461 | B | IP20 | LED Technology | 3000K | 80 | 20 | .
415 311 923 B | MINI DEEP RINGO TRIMLESS 92740 B | 107.47 | . | RINGO | RINGO DEEP MINI TRIMLESS | ICR | PRO INT | . |  | INT 0087 | 5414823252587 | B | IP20 | LED Technology | 2700K | 90 | 40 | .
415 311 933 B | MINI DEEP RINGO TRIMLESS 93040 B | 107.47 | . | RINGO | RINGO DEEP MINI TRIMLESS | ICR | PRO INT | . |  | INT 0087 | 5414823252594 | B | IP20 | LED Technology | 3000K | 90 | 40 | .
202 274 811 922 B | DEEP RINGO RIBS 92733 B | 137.26 | . | RINGO | RINGO DEEP RIBS | ICR | PRO INT | . |  | INT 0089 | 5414823275241 | B | IP43/20 | LED Technology | 2700K | 90 | 33 | .
202 274 811 922 FBR | DEEP RINGO RIBS 92733 FBR | 161 | . | RINGO | RINGO DEEP RIBS | ICR | PRO INT | . |  | INT 0089 | 5414823275258 | FBR | IP43/20 | LED Technology | 2700K | 90 | 33 | .
202 274 811 922 FG | DEEP RINGO RIBS 92733 FG | 161 | . | RINGO | RINGO DEEP RIBS | ICR | PRO INT | . |  | INT 0089 | 5414823275265 | FG | IP43/20 | LED Technology | 2700K | 90 | 33 | .
202 274 811 922 W | DEEP RINGO RIBS 92733 W | 137.26 | . | RINGO | RINGO DEEP RIBS | ICR | PRO INT | . |  | INT 0089 | 5414823275272 | W | IP43/20 | LED Technology | 2700K | 90 | 33 | .
202 274 811 932 B | DEEP RINGO RIBS 93033 B | 137.26 | . | RINGO | RINGO DEEP RIBS | ICR | PRO INT | . |  | INT 0089 | 5414823275289 | B | IP43/20 | LED Technology | 3000K | 90 | 33 | .
202 274 811 932 FBR | DEEP RINGO RIBS 93033 FBR | 161 | . | RINGO | RINGO DEEP RIBS | ICR | PRO INT | . |  | INT 0089 | 5414823275296 | FBR | IP43/20 | LED Technology | 3000K | 90 | 33 | .
202 274 811 932 FG | DEEP RINGO RIBS 93033 FG | 161 | . | RINGO | RINGO DEEP RIBS | ICR | PRO INT | . |  | INT 0089 | 5414823275302 | FG | IP43/20 | LED Technology | 3000K | 90 | 33 | .
202 274 811 932 W | DEEP RINGO RIBS 93033 W | 137.26 | . | RINGO | RINGO DEEP RIBS | ICR | PRO INT | . |  | INT 0089 | 5414823275319 | W | IP43/20 | LED Technology | 3000K | 90 | 33 | .
202 276 1902 B | DEEP RINGO RIBS 9-SOFT B | 186.39 | . | RINGO | RINGO DEEP RIBS | ICR | PRO INT | . |  | INT 0089 | 5414823275401 | B | IP43/20 | LED Technology | 2700-1800 | 90 | 40 | .
202 276 1902 FBR | DEEP RINGO RIBS 9-SOFT FBR | 210.12 | . | RINGO | RINGO DEEP RIBS | ICR | PRO INT | . |  | INT 0089 | 5414823275418 | FBR | IP43/20 | LED Technology | 2700-1800 | 90 | 40 | .
202 276 1902 FG | DEEP RINGO RIBS 9-SOFT FG | 210.12 | . | RINGO | RINGO DEEP RIBS | ICR | PRO INT | . |  | INT 0089 | 5414823275425 | FG | IP43/20 | LED Technology | 2700-1800 | 90 | 40 | .
202 276 1902 W | DEEP RINGO RIBS 9-SOFT W | 186.39 | . | RINGO | RINGO DEEP RIBS | ICR | PRO INT | . |  | INT 0089 | 5414823275432 | W | IP43/20 | LED Technology | 2700-1800 | 90 | 40 | .
202 275 811 922 B | DEEP RINGO RIBS IP 92733 B | 145.88 | . | RINGO | RINGO DEEP RIBS | ICR | PRO INT | . |  | INT 0089 | 5414823275326 | B | IP44/20 | LED Technology | 2700K | 90 | 33 | .
202 275 811 922 FBR | DEEP RINGO RIBS IP 92733 FBR | 169.61 | . | RINGO | RINGO DEEP RIBS | ICR | PRO INT | . |  | INT 0089 | 5414823275333 | FBR | IP44/20 | LED Technology | 2700K | 90 | 33 | .
202 275 811 922 FG | DEEP RINGO RIBS IP 92733 FG | 169.61 | . | RINGO | RINGO DEEP RIBS | ICR | PRO INT | . |  | INT 0089 | 5414823275340 | FG | IP44/20 | LED Technology | 2700K | 90 | 33 | .
202 275 811 922 W | DEEP RINGO RIBS IP 92733 W | 145.88 | . | RINGO | RINGO DEEP RIBS | ICR | PRO INT | . |  | INT 0089 | 5414823275357 | W | IP44/20 | LED Technology | 2700K | 90 | 33 | .
202 275 811 932 B | DEEP RINGO RIBS IP 93033 B | 145.88 | . | RINGO | RINGO DEEP RIBS | ICR | PRO INT | . |  | INT 0089 | 5414823275364 | B | IP44/20 | LED Technology | 3000K | 90 | 33 | .
202 275 811 932 FBR | DEEP RINGO RIBS IP 93033 FBR | 169.61 | . | RINGO | RINGO DEEP RIBS | ICR | PRO INT | . |  | INT 0089 | 5414823275371 | FBR | IP44/20 | LED Technology | 3000K | 90 | 33 | .
202 275 811 932 FG | DEEP RINGO RIBS IP 93033 FG | 169.61 | . | RINGO | RINGO DEEP RIBS | ICR | PRO INT | . |  | INT 0089 | 5414823275388 | FG | IP44/20 | LED Technology | 3000K | 90 | 33 | .
202 275 811 932 W | DEEP RINGO RIBS IP 93033 W | 145.88 | . | RINGO | RINGO DEEP RIBS | ICR | PRO INT | . |  | INT 0089 | 5414823275395 | W | IP44/20 | LED Technology | 3000K | 90 | 33 | .
202 28 811 922 B | DEEP RINGO S LED 92733 S1 B | 142.63 | . | RINGO | RINGO DEEP SQR | ICR | COM INT | . |  | INT 0095 | 5414823231506 | B | IP43/20-20/20 | LED Technology | 2700K | 90 | 33 | .
202 28 811 922 W | DEEP RINGO S LED 92733 S1 W | 142.63 | . | RINGO | RINGO DEEP SQR | ICR | COM INT | . |  | INT 0095 | 5414823233357 | W | IP43/20-20/20 | LED Technology | 2700K | 90 | 33 | .
202 282 811 922 B | DEEP RINGO S LED 92733 S2 B | 142.63 | . | RINGO | RINGO DEEP SQR | ICR | COM INT | . |  | INT 0095 | 5414823239410 | B | IP43/20-20/20 | LED Technology | 2700K | 90 | 33 | .
202 282 811 922 W | DEEP RINGO S LED 92733 S2 W | 142.63 | . | RINGO | RINGO DEEP SQR | ICR | COM INT | . |  | INT 0095 | 5414823239434 | W | IP43/20-20/20 | LED Technology | 2700K | 90 | 33 | .
202 28 811 932 B | DEEP RINGO S LED 93033 S1 B | 142.63 | . | RINGO | RINGO DEEP SQR | ICR | COM INT | . |  | INT 0095 | 5414823233364 | B | IP43/20-20/20 | LED Technology | 3000K | 90 | 33 | .
202 28 811 932 W | DEEP RINGO S LED 93033 S1 W | 142.63 | . | RINGO | RINGO DEEP SQR | ICR | COM INT | . |  | INT 0095 | 5414823233371 | W | IP43/20-20/20 | LED Technology | 3000K | 90 | 33 | .
202 282 811 932 B | DEEP RINGO S LED 93033 S2 B | 142.63 | . | RINGO | RINGO DEEP SQR | ICR | COM INT | . |  | INT 0095 | 5414823239441 | B | IP43/20-20/20 | LED Technology | 3000K | 90 | 33 | .
202 282 811 932 W | DEEP RINGO S LED 93033 S2 W | 142.63 | . | RINGO | RINGO DEEP SQR | ICR | COM INT | . |  | INT 0095 | 5414823239465 | W | IP43/20-20/20 | LED Technology | 3000K | 90 | 33 | .
202 28 1902 B | DEEP RINGO S LED 9-SOFT S1 B | 188.41 | . | RINGO | RINGO DEEP SQR | ICR | COM INT | . |  | INT 0095 | 5414823239335 | B | IP43/20-20/20 | LED Technology | 2700-1800 | 90 | 40 | .
202 28 1902 W | DEEP RINGO S LED 9-SOFT S1 W | 188.41 | . | RINGO | RINGO DEEP SQR | ICR | COM INT | . |  | INT 0095 | 5414823239359 | W | IP43/20-20/20 | LED Technology | 2700-1800 | 90 | 40 | .
202 282 1902 B | DEEP RINGO S LED 9-SOFT S2 B | 188.41 | . | RINGO | RINGO DEEP SQR | ICR | COM INT | . |  | INT 0095 | 5414823239380 | B | IP43/20-20/20 | LED Technology | 2700-1800 | 90 | 40 | .
202 282 1902 W | DEEP RINGO S LED 9-SOFT S2 W | 188.41 | . | RINGO | RINGO DEEP SQR | ICR | COM INT | . |  | INT 0095 | 5414823239403 | W | IP43/20-20/20 | LED Technology | 2700-1800 | 90 | 40 | .
19434 9220 B | DEEP RINGO X 92733 B | 186.14 | . | RINGO | RINGO DEEP X | ECR | PRO INT | Æ |  | EXT 0891 | 5414823314247 | B | IP65 | LED Technology | 2700K | 90 | 33 | .
19434 9220 W | DEEP RINGO X 92733 W | 186.14 | . | RINGO | RINGO DEEP X | ECR | PRO INT | Æ |  | EXT 0891 | 5414823314254 | W | IP65 | LED Technology | 2700K | 90 | 33 | .
19434 9320 B | DEEP RINGO X 93033 B | 186.14 | . | RINGO | RINGO DEEP X | ECR | PRO INT | Æ |  | EXT 0891 | 5414823314261 | B | IP65 | LED Technology | 3000K | 90 | 33 | .
19434 9320 W | DEEP RINGO X 93033 W | 186.14 | . | RINGO | RINGO DEEP X | ECR | PRO INT | Æ |  | EXT 0891 | 5414823314278 | W | IP65 | LED Technology | 3000K | 90 | 33 | .
415 361 920 W-SG | SNEAK-R 920 W-SG | 415.45 | . | SNEAK-R | SNEAK-R | ICR | PRO INT | . |  | INT 0025 | 5414823252600 | W-SG | IP20 | LED Technology | 2700K | 90 | . | .
415 361 920 W-W | SNEAK-R 920 W-W | 394.69 | . | SNEAK-R | SNEAK-R | ICR | PRO INT | . |  | INT 0025 | 5414823252617 | W-W | IP20 | LED Technology | 2700K | 90 | . | .
415 361 930 W-SG | SNEAK-R 930 W-SG | 415.45 | . | SNEAK-R | SNEAK-R | ICR | PRO INT | . |  | INT 0025 | 5414823252624 | W-SG | IP20 | LED Technology | 3000K | 90 | . | .
415 361 930 W-W | SNEAK-R 930 W-W | 394.69 | . | SNEAK-R | SNEAK-R | ICR | PRO INT | . |  | INT 0025 | 5414823252631 | W-W | IP20 | LED Technology | 3000K | 90 | . | .
415 362 920 SG | SNEAK-R TRIMLESS 920 SG | 345.26 | . | SNEAK-R | SNEAK-R TRIMLESS | ICR | PRO INT | . |  | INT 0025 | 5414823252648 | SG | IP20 | LED Technology | 2700K | 90 | . | .
415 362 920 W | SNEAK-R TRIMLESS 920 W | 314.98 | . | SNEAK-R | SNEAK-R TRIMLESS | ICR | PRO INT | . |  | INT 0025 | 5414823252655 | W | IP20 | LED Technology | 2700K | 90 | . | .
415 362 930 SG | SNEAK-R TRIMLESS 930 SG | 345.26 | . | SNEAK-R | SNEAK-R TRIMLESS | ICR | PRO INT | . |  | INT 0025 | 5414823255434 | SG | IP20 | LED Technology | 3000K | 90 | . | .
415 362 930 W | SNEAK-R TRIMLESS 930 W | 324.11 | . | SNEAK-R | SNEAK-R TRIMLESS | ICR | PRO INT | . |  | INT 0025 | 5414823252662 | W | IP20 | LED Technology | 3000K | 90 | . | .
24013 0000 FG | SOIREE RC 56 E27 FG | 802.25 | . | SOIREE | SOIREE RC | ICP | PRO INT | . |  | INT 0483 | 5414823304699 | FG | IP20 | LED Technology | . | . | . | .
24017 0000 B | SOIREE RC 56 E27 OPAL B | 686.12 | . | SOIREE | SOIREE RC | ICP | PRO INT | . |  | INT 0483 | 5414823304767 | B | IP20 | LED Technology | . | . | . | .
24017 0000 FG | SOIREE RC 56 E27 OPAL FG | 940.06 | . | SOIREE | SOIREE RC | ICP | PRO INT | . |  | INT 0483 | 5414823304774 | FG | IP20 | LED Technology | . | . | . | .
24014 0000 B | SOIREE RC 81 E27 B | 789.14 | . | SOIREE | SOIREE RC | ICP | PRO INT | . |  | INT 0483 | 5414823304705 | B | IP20 | LED Technology | . | . | . | .
24014 0000 FG | SOIREE RC 81 E27 FG | 1096.98 | . | SOIREE | SOIREE RC | ICP | PRO INT | . |  | INT 0483 | 5414823304712 | FG | IP20 | LED Technology | . | . | . | .
24016 0000 B | SOIREE RC 81 E27 OPAL B | 974.72 | . | SOIREE | SOIREE RC | ICP | PRO INT | . |  | INT 0483 | 5414823304743 | B | IP20 | LED Technology | . | . | . | .
24016 0000 FG | SOIREE RC 81 E27 OPAL FG | 1279.18 | . | SOIREE | SOIREE RC | ICP | PRO INT | . |  | INT 0483 | 5414823304750 | FG | IP20 | LED Technology | . | . | . | .
24015 0000 B | SOIREE SC 6210 E27 OPAL B | 1229.84 | . | SOIREE | SOIREE RC | ICP | PRO INT | . |  | INT 0484 | 5414823304729 | B | IP20 | LED Technology | . | . | . | .
24015 0000 FG | SOIREE SC 6210 E27 OPAL FG | 1641.72 | . | SOIREE | SOIREE RC | ICP | PRO INT | . |  | INT 0484 | 5414823304736 | FG | IP20 | LED Technology | . | . | . | .
24013 0000 B | SOIREE RC 56 E27 B | 556.79 | . | SOIREE | SOIREE SC | ICP | PRO INT | . |  | INT 0483 | 5414823304682 | B | IP20 | LED Technology | . | . | . | .
24010 0000 B | SOIREE SC 4055 E27 B | 538.97 | . | SOIREE | SOIREE SC | ICP | PRO INT | . |  | INT 0484 | 5414823304644 | B | IP20 | LED Technology | . | . | . | .
24010 0000 FG | SOIREE SC 4055 E27 FG | 700.89 | . | SOIREE | SOIREE SC | ICP | PRO INT | . |  | INT 0484 | 5414823304651 | FG | IP20 | LED Technology | . | . | . | .
24011 0000 B | SOIREE SC 4075 E27 B | 624.11 | . | SOIREE | SOIREE SC | ICP | PRO INT | . |  | INT 0484 | 5414823304668 | B | IP20 | LED Technology | . | . | . | .
24011 0000 FG | SOIREE SC 4075 E27 FG | 829.53 | . | SOIREE | SOIREE SC | ICP | PRO INT | . |  | INT 0484 | 5414823304675 | FG | IP20 | LED Technology | . | . | . | .
24019 9200 B | SOIREE WR X 927 B | 312.79 | . | SOIREE | SOIREE W | EWS | PRO INT | . |  | EXT 0939 | 5414823304811 | B | IP54 | LED Technology | 2700K | 90 | . | .
24019 9300 B | SOIREE WR X 930 B | 312.79 | . | SOIREE | SOIREE W | EWS | PRO INT | . |  | EXT 0939 | 5414823304828 | B | IP54 | LED Technology | 3000K | 90 | . | .
24018 9200 B | SOIREE WS X 927 B | 307.75 | . | SOIREE | SOIREE W | EWS | PRO INT | . |  | EXT 0939 | 5414823304798 | B | IP54 | LED Technology | 2700K | 90 | . | .
24018 9300 B | SOIREE WS X 930 B | 307.75 | . | SOIREE | SOIREE W | EWS | PRO INT | . |  | EXT 0939 | 5414823304804 | B | IP54 | LED Technology | 3000K | 90 | . | .
24020 9200 B | SOIREE WS X DOWN-UP 927 B | 456.39 | . | SOIREE | SOIREE W | EWS | PRO INT | . |  | EXT 0939 | 5414823304835 | B | IP54 | LED Technology | 2700K | 90 | . | .
24020 9300 B | SOIREE WS X DOWN-UP 930 B | 456.39 | . | SOIREE | SOIREE W | EWS | PRO INT | . |  | EXT 0939 | 5414823304842 | B | IP54 | LED Technology | 3000K | 90 | . | .
417 00 02 B | SPLITBOX 2 B | 344.54 | . | SPlITBOX | SPLITBOX BOX | ICR | PRO INT | . |  | INT 0139 | 5414823213946 | B | IP20 | . | . | . | . | .
417 00 03 B | SPLITBOX 3 B | 391.21 | . | SPlITBOX | SPLITBOX BOX | ICR | PRO INT | . |  | INT 0139 | 5414823213953 | B | IP20 | . | . | . | . | .
417 61 00 B | SPLITBOX SPOT RB50 Hi B | 250.85 | . | SPlITBOX | SPLITBOX SPOT | ICR | PRO INT | . |  | INT 0139 | 5414823214066 | B | IP20 | Halogen Mains-Voltage | . | . | . | .
417 61 00 W | SPLITBOX SPOT RB50 Hi W | 250.85 | . | SPlITBOX | SPLITBOX SPOT | ICR | PRO INT | . |  | INT 0139 | 5414823214073 | W | IP20 | Halogen Mains-Voltage | . | . | . | .
417 371 811 921 B | SPLITBOX SPY 92718 B | 280.8 | . | SPlITBOX | SPLITBOX SPY | ICR | PRO INT | . |  | INT 0139 | 5414823253027 | B | IP20 | LED Technology | 2700K | 90 | 18 | .
417 371 811 921 W | SPLITBOX SPY 92718 W | 280.8 | . | SPlITBOX | SPLITBOX SPY | ICR | PRO INT | . |  | INT 0139 | 5414823253034 | W | IP20 | LED Technology | 2700K | 90 | 18 | .
417 371 811 922 B | SPLITBOX SPY 92733 B | 280.8 | . | SPlITBOX | SPLITBOX SPY | ICR | PRO INT | . |  | INT 0139 | 5414823253041 | B | IP20 | LED Technology | 2700K | 90 | 33 | .
417 371 811 922 W | SPLITBOX SPY 92733 W | 280.8 | . | SPlITBOX | SPLITBOX SPY | ICR | PRO INT | . |  | INT 0139 | 5414823253058 | W | IP20 | LED Technology | 2700K | 90 | 33 | .
417 371 811 931 B | SPLITBOX SPY 93018 B | 280.8 | . | SPlITBOX | SPLITBOX SPY | ICR | PRO INT | . |  | INT 0139 | 5414823253065 | B | IP20 | LED Technology | 3000K | 90 | 18 | .
417 371 811 931 W | SPLITBOX SPY 93018 W | 280.8 | . | SPlITBOX | SPLITBOX SPY | ICR | PRO INT | . |  | INT 0139 | 5414823253072 | W | IP20 | LED Technology | 3000K | 90 | 18 | .
417 371 811 932 B | SPLITBOX SPY 93033 B | 280.8 | . | SPlITBOX | SPLITBOX SPY | ICR | PRO INT | . |  | INT 0139 | 5414823234972 | B | IP20 | LED Technology | 3000K | 90 | 33 | .
417 371 811 932 W | SPLITBOX SPY 93033 W | 280.8 | . | SPlITBOX | SPLITBOX SPY | ICR | PRO INT | . |  | INT 0139 | 5414823253089 | W | IP20 | LED Technology | 3000K | 90 | 33 | .
19723 9200 B | SPLITBOX SPY FOCUS LP 927 B | 455.63 | . | SPlITBOX | SPLITBOX SPY | ICR | PRO INT | Æ |  | INT 0139 | 5414823314285 | B | IP20 | LED Technology | 2700K | 90 | 1144 | 417 375 811 92 B
19723 9200 W | SPLITBOX SPY FOCUS LP 927 W | 455.63 | . | SPlITBOX | SPLITBOX SPY | ICR | PRO INT | Æ |  | INT 0139 | 5414823314292 | W | IP20 | LED Technology | 2700K | 90 | 1144 | 417 375 811 92 W
19723 9300 B | SPLITBOX SPY FOCUS LP 930 B | 455.63 | . | SPlITBOX | SPLITBOX SPY | ICR | PRO INT | Æ |  | INT 0139 | 5414823314308 | B | IP20 | LED Technology | 3000K | 90 | 1144 | 417 375 811 93 B
19723 9300 W | SPLITBOX SPY FOCUS LP 930 W | 455.63 | . | SPlITBOX | SPLITBOX SPY | ICR | PRO INT | Æ |  | INT 0139 | 5414823314315 | W | IP20 | LED Technology | 3000K | 90 | 1144 | 417 375 811 93 W
24610 9210 B | SPY 66 LP 92712 ADM B | 402.42 | . | SPY | SPY 66 ADM | IT | PRO INT | Æ |  | INT 0607 | 5414823320156 | B | IP20 | LED Technology | 2700K | 90 | 12 | 414 361 811 821 ADM B, 414 361 811 921 ADM B
24610 9215 B | SPY 66 LP 92712 ADM DIM5 B | 472.5 | . | SPY | SPY 66 ADM | IT | PRO INT | Æ |  | INT 0607 | 5414823320170 | B | IP20 | LED Technology | 2700K | 90 | 12 | .
24610 9215 W | SPY 66 LP 92712 ADM DIM5 W | 472.5 | . | SPY | SPY 66 ADM | IT | PRO INT | Æ |  | INT 0607 | 5414823320187 | W | IP20 | LED Technology | 2700K | 90 | 12 | .
24610 9210 W | SPY 66 LP 92712 ADM W | 402.42 | . | SPY | SPY 66 ADM | IT | PRO INT | Æ |  | INT 0607 | 5414823320163 | W | IP20 | LED Technology | 2700K | 90 | 12 | 414 361 811 821 ADM W, 414 361 811 921 ADM W
24610 9230 B | SPY 66 LP 92733 ADM B | 402.42 | . | SPY | SPY 66 ADM | IT | PRO INT | Æ |  | INT 0607 | 5414823320194 | B | IP20 | LED Technology | 2700K | 90 | 33 | 414 361 811 822 ADM B, 414 361 811 922 ADM B
24610 9235 B | SPY 66 LP 92733 ADM DIM5 B | 472.5 | . | SPY | SPY 66 ADM | IT | PRO INT | Æ |  | INT 0607 | 5414823320217 | B | IP20 | LED Technology | 2700K | 90 | 33 | .
24610 9235 W | SPY 66 LP 92733 ADM DIM5 W | 472.5 | . | SPY | SPY 66 ADM | IT | PRO INT | Æ |  | INT 0607 | 5414823320224 | W | IP20 | LED Technology | 2700K | 90 | 33 | .
24610 9230 W | SPY 66 LP 92733 ADM W | 402.42 | . | SPY | SPY 66 ADM | IT | PRO INT | Æ |  | INT 0607 | 5414823320200 | W | IP20 | LED Technology | 2700K | 90 | 33 | 414 361 811 822 ADM W, 414 361 811 922 ADM W
24610 9310 B | SPY 66 LP 93012 ADM B | 402.42 | . | SPY | SPY 66 ADM | IT | PRO INT | Æ |  | INT 0607 | 5414823320231 | B | IP20 | LED Technology | 3000K | 90 | 12 | 414 361 811 831 ADM B, 414 361 811 931 ADM B
24610 9315 B | SPY 66 LP 93012 ADM DIM5 B | 472.5 | . | SPY | SPY 66 ADM | IT | PRO INT | Æ |  | INT 0607 | 5414823320255 | B | IP20 | LED Technology | 3000K | 90 | 12 | .
24610 9315 W | SPY 66 LP 93012 ADM DIM5 W | 472.5 | . | SPY | SPY 66 ADM | IT | PRO INT | Æ |  | INT 0607 | 5414823320262 | W | IP20 | LED Technology | 3000K | 90 | 12 | .
24610 9310 W | SPY 66 LP 93012 ADM W | 402.42 | . | SPY | SPY 66 ADM | IT | PRO INT | Æ |  | INT 0607 | 5414823320248 | W | IP20 | LED Technology | 3000K | 90 | 12 | 414 361 811 831 ADM W, 414 361 811 931 ADM W
24610 9330 B | SPY 66 LP 93033 ADM B | 402.42 | . | SPY | SPY 66 ADM | IT | PRO INT | Æ |  | INT 0607 | 5414823320279 | B | IP20 | LED Technology | 3000K | 90 | 33 | 414 361 811 832 ADM B, 414 361 811 932 ADM B
24610 9335 B | SPY 66 LP 93033 ADM DIM5 B | 472.5 | . | SPY | SPY 66 ADM | IT | PRO INT | Æ |  | INT 0607 | 5414823320293 | B | IP20 | LED Technology | 3000K | 90 | 33 | .
24610 9335 W | SPY 66 LP 93033 ADM DIM5 W | 472.5 | . | SPY | SPY 66 ADM | IT | PRO INT | Æ |  | INT 0607 | 5414823320309 | W | IP20 | LED Technology | 3000K | 90 | 33 | .
24610 9330 W | SPY 66 LP 93033 ADM W | 402.42 | . | SPY | SPY 66 ADM | IT | PRO INT | Æ |  | INT 0607 | 5414823320286 | W | IP20 | LED Technology | 3000K | 90 | 33 | 414 361 811 832 ADM W, 414 361 811 932 ADM W
24612 9210 B | SPY 66 MP 92718 ADM B | 415.78 | . | SPY | SPY 66 ADM | IT | PRO INT | Æ |  | INT 0607 | 5414823320385 | B | IP20 | LED Technology | 2700K | 90 | 18 | .
24612 9215 B | SPY 66 MP 92718 ADM DIM5 B | 482.71 | . | SPY | SPY 66 ADM | IT | PRO INT | Æ |  | INT 0607 | 5414823320408 | B | IP20 | LED Technology | 2700K | 90 | 18 | .
24612 9215 W | SPY 66 MP 92718 ADM DIM5 W | 482.71 | . | SPY | SPY 66 ADM | IT | PRO INT | Æ |  | INT 0607 | 5414823320415 | W | IP20 | LED Technology | 2700K | 90 | 18 | .
24612 9210 W | SPY 66 MP 92718 ADM W | 415.78 | . | SPY | SPY 66 ADM | IT | PRO INT | Æ |  | INT 0607 | 5414823320392 | W | IP20 | LED Technology | 2700K | 90 | 18 | .
24612 9220 B | SPY 66 MP 92726 ADM B | 415.78 | . | SPY | SPY 66 ADM | IT | PRO INT | Æ |  | INT 0607 | 5414823320422 | B | IP20 | LED Technology | 2700K | 90 | 26 | .
24612 9225 B | SPY 66 MP 92726 ADM DIM5 B | 482.71 | . | SPY | SPY 66 ADM | IT | PRO INT | Æ |  | INT 0607 | 5414823320446 | B | IP20 | LED Technology | 2700K | 90 | 26 | .
24612 9225 W | SPY 66 MP 92726 ADM DIM5 W | 482.71 | . | SPY | SPY 66 ADM | IT | PRO INT | Æ |  | INT 0607 | 5414823320453 | W | IP20 | LED Technology | 2700K | 90 | 26 | .
24612 9220 W | SPY 66 MP 92726 ADM W | 415.78 | . | SPY | SPY 66 ADM | IT | PRO INT | Æ |  | INT 0607 | 5414823320439 | W | IP20 | LED Technology | 2700K | 90 | 26 | .
24612 9230 B | SPY 66 MP 92739 ADM B | 415.78 | . | SPY | SPY 66 ADM | IT | PRO INT | Æ |  | INT 0607 | 5414823320460 | B | IP20 | LED Technology | 2700K | 90 | 39 | 414 361 21 821 ADM B, 414 361 21 921 ADM B
24612 9235 B | SPY 66 MP 92739 ADM DIM5 B | 482.71 | . | SPY | SPY 66 ADM | IT | PRO INT | Æ |  | INT 0607 | 5414823320484 | B | IP20 | LED Technology | 2700K | 90 | 39 | .
24612 9235 W | SPY 66 MP 92739 ADM DIM5 W | 482.71 | . | SPY | SPY 66 ADM | IT | PRO INT | Æ |  | INT 0607 | 5414823320491 | W | IP20 | LED Technology | 2700K | 90 | 39 | .
24612 9230 W | SPY 66 MP 92739 ADM W | 415.78 | . | SPY | SPY 66 ADM | IT | PRO INT | Æ |  | INT 0607 | 5414823320477 | W | IP20 | LED Technology | 2700K | 90 | 39 | 414 361 21 821 ADM W, 414 361 21 921 ADM W
24612 9310 B | SPY 66 MP 93018 ADM B | 415.78 | . | SPY | SPY 66 ADM | IT | PRO INT | Æ |  | INT 0607 | 5414823320507 | B | IP20 | LED Technology | 3000K | 90 | 18 | .
24612 9315 B | SPY 66 MP 93018 ADM DIM5 B | 482.71 | . | SPY | SPY 66 ADM | IT | PRO INT | Æ |  | INT 0607 | 5414823320521 | B | IP20 | LED Technology | 3000K | 90 | 18 | .
24612 9315 W | SPY 66 MP 93018 ADM DIM5 W | 482.71 | . | SPY | SPY 66 ADM | IT | PRO INT | Æ |  | INT 0607 | 5414823320538 | W | IP20 | LED Technology | 3000K | 90 | 18 | .
24612 9310 W | SPY 66 MP 93018 ADM W | 415.78 | . | SPY | SPY 66 ADM | IT | PRO INT | Æ |  | INT 0607 | 5414823320514 | W | IP20 | LED Technology | 3000K | 90 | 18 | .
24612 9320 B | SPY 66 MP 93026 ADM B | 415.78 | . | SPY | SPY 66 ADM | IT | PRO INT | Æ |  | INT 0607 | 5414823320545 | B | IP20 | LED Technology | 3000K | 90 | 26 | .
24612 9325 B | SPY 66 MP 93026 ADM DIM5 B | 482.71 | . | SPY | SPY 66 ADM | IT | PRO INT | Æ |  | INT 0607 | 5414823320569 | B | IP20 | LED Technology | 3000K | 90 | 26 | .
24612 9325 W | SPY 66 MP 93026 ADM DIM5 W | 482.71 | . | SPY | SPY 66 ADM | IT | PRO INT | Æ |  | INT 0607 | 5414823320576 | W | IP20 | LED Technology | 3000K | 90 | 26 | .
24612 9320 W | SPY 66 MP 93026 ADM W | 415.78 | . | SPY | SPY 66 ADM | IT | PRO INT | Æ |  | INT 0607 | 5414823320552 | W | IP20 | LED Technology | 3000K | 90 | 26 | .
24612 9330 B | SPY 66 MP 93039 ADM B | 415.78 | . | SPY | SPY 66 ADM | IT | PRO INT | Æ |  | INT 0607 | 5414823320583 | B | IP20 | LED Technology | 3000K | 90 | 39 | 414 361 21 831 ADM B, 414 361 21 931 ADM B
24612 9335 B | SPY 66 MP 93039 ADM DIM5 B | 482.71 | . | SPY | SPY 66 ADM | IT | PRO INT | Æ |  | INT 0607 | 5414823320606 | B | IP20 | LED Technology | 3000K | 90 | 39 | .
24612 9335 W | SPY 66 MP 93039 ADM DIM5 W | 482.71 | . | SPY | SPY 66 ADM | IT | PRO INT | Æ |  | INT 0607 | 5414823320613 | W | IP20 | LED Technology | 3000K | 90 | 39 | .
24612 9330 W | SPY 66 MP 93039 ADM W | 415.78 | . | SPY | SPY 66 ADM | IT | PRO INT | Æ |  | INT 0607 | 5414823320590 | W | IP20 | LED Technology | 3000K | 90 | 39 | 414 361 21 831 ADM W, 414 361 21 931 ADM W
414 08 00 B | MAXISPY 95 TUBE B | 20.54 | . | SPY | SPY ACC | LA | PRO INT | . |  | RIGHT | 5414823250279 | B | . | . | . | . | . | .
414 08 00 W | MAXISPY 95 TUBE W | 20.54 | . | SPY | SPY ACC | LA | PRO INT | . |  | RIGHT | 5414823250286 | W | . | . | . | . | . | .
414 04 00 B | MAXISPY TUBE B | 23.92 | . | SPY | SPY ACC | LA | PRO INT | . |  | RIGHT | 5414823192500 | B | . | . | . | . | . | .
414 04 00 MMAT | MAXISPY TUBE MMAT | 25.75 | . | SPY | SPY ACC | LA | PRO INT | . |  | RIGHT | 5414823192517 | MMAT | . | . | . | . | . | .
414 04 00 W | MAXISPY TUBE W | 23.92 | . | SPY | SPY ACC | LA | PRO INT | . |  | RIGHT | 5414823192524 | W | . | . | . | . | . | .
414 03 00 B | MIDISPY TUBE B | 11.28 | . | SPY | SPY ACC | LA | PRO INT | . |  | RIGHT | 5414823181788 | B | . | . | . | . | . | .
414 03 00 FBR | MIDISPY TUBE FBR | 42.26 | . | SPY | SPY ACC | LA | PRO INT | . |  | RIGHT | 5414823278143 | FBR | . | . | . | . | . | .
414 03 00 FG | MIDISPY TUBE FG | 48.58 | . | SPY | SPY ACC | LA | PRO INT | . |  | RIGHT | 5414823278150 | FG | . | . | . | . | . | .
414 03 00 MMAT | MIDISPY TUBE MMAT | 12.4 | . | SPY | SPY ACC | LA | PRO INT | . |  | RIGHT | 5414823181795 | MMAT | . | . | . | . | . | .
414 03 00 SG | MIDISPY TUBE SG | 31.2 | . | SPY | SPY ACC | LA | PRO INT | . |  | RIGHT | 5414823214912 | SG | . | . | . | . | . | .
414 03 00 W | MIDISPY TUBE W | 11.28 | . | SPY | SPY ACC | LA | PRO INT | . |  | RIGHT | 5414823181801 | W | . | . | . | . | . | .
24611 0060 | SPY 66 GLASS SBL | 32.99 | . | SPY | SPY ACC | LA | PRO INT | Æ |  | LEFT | 5414823320354 | . | . | . | . | . | . | .
24611 0050 B | SPY 66 HONEYCOMB B | 15.43 | . | SPY | SPY ACC | LA | PRO INT | Æ |  | LEFT | 5414823320347 | B | . | . | . | . | . | .
24611 0070 | SPY 66 LINEAR SPREAD LENS | 39.23 | . | SPY | SPY ACC | LA | PRO INT | Æ |  | LEFT | 5414823320361 | . | . | . | . | . | . | .
24611 0090 | SPY 66 SOFTENING LENS | 32.59 | . | SPY | SPY ACC | LA | PRO INT | Æ |  | LEFT | 5414823320378 | . | . | . | . | . | . | .
24611 0010 B | SPY 66 TUBE B | 20.4 | . | SPY | SPY ACC | LA | PRO INT | Æ |  | RIGHT | 5414823320316 | B | . | . | . | . | . | .
24611 0010 MMAT | SPY 66 TUBE MMAT | 25.38 | . | SPY | SPY ACC | LA | PRO INT | Æ |  | RIGHT | 5414823320323 | MMAT | . | . | . | . | . | .
24611 0010 W | SPY 66 TUBE W | 20.4 | . | SPY | SPY ACC | LA | PRO INT | Æ |  | RIGHT | 5414823320330 | W | . | . | . | . | . | .
414 11 00 B | SPY PUNK SLEEVE B | 127.56 | . | SPY | SPY ACC | LA | PRO INT | . |  | LEFT | 5414823278204 | B | . | . | . | . | . | .
414 11 00 BP | SPY PUNK SLEEVE BP | 173.12 | . | SPY | SPY ACC | LA | PRO INT | . |  | LEFT | 5414823278211 | BP | . | . | . | . | . | .
414 11 00 GC | SPY PUNK SLEEVE GC | 133.64 | . | SPY | SPY ACC | LA | PRO INT | . |  | LEFT | 5414823278228 | GC | . | . | . | . | . | .
414 01 00 B | SPY TUBE B | 20.2 | . | SPY | SPY ACC | LA | PRO INT | . |  | RIGHT | 5414823164910 | B | . | . | . | . | . | .
414 01 00 FBR | SPY TUBE FBR | 44.39 | . | SPY | SPY ACC | LA | PRO INT | . |  | RIGHT | 5414823278105 | FBR | . | . | . | . | . | .
414 01 00 FG | SPY TUBE FG | 52.3 | . | SPY | SPY ACC | LA | PRO INT | . |  | RIGHT | 5414823278112 | FG | . | . | . | . | . | .
414 01 00 MMAT | SPY TUBE MMAT | 22.2 | . | SPY | SPY ACC | LA | PRO INT | . |  | RIGHT | 5414823164927 | MMAT | . | . | . | . | . | .
414 02 00 B | SPY TUBE S B | 18.83 | . | SPY | SPY ACC | LA | PRO INT | . |  | RIGHT | 5414823179488 | B | . | . | . | . | . | .
414 02 00 FBR | SPY TUBE S FBR | 54.02 | . | SPY | SPY ACC | LA | PRO INT | . |  | RIGHT | 5414823278129 | FBR | . | . | . | . | . | .
414 02 00 FG | SPY TUBE S FG | 61.92 | . | SPY | SPY ACC | LA | PRO INT | . |  | RIGHT | 5414823278136 | FG | . | . | . | . | . | .
414 02 00 MMAT | SPY TUBE S MMAT | 20.71 | . | SPY | SPY ACC | LA | PRO INT | . |  | RIGHT | 5414823179495 | MMAT | . | . | . | . | . | .
414 02 00 SG | SPY TUBE S SG | 36.33 | . | SPY | SPY ACC | LA | PRO INT | . |  | RIGHT | 5414823213663 | SG | . | . | . | . | . | .
414 02 00 W | SPY TUBE S W | 18.83 | . | SPY | SPY ACC | LA | PRO INT | . |  | RIGHT | 5414823179501 | W | . | . | . | . | . | .
414 01 00 SG | SPY TUBE SG | 36.33 | . | SPY | SPY ACC | LA | PRO INT | . |  | RIGHT | 5414823213656 | SG | . | . | . | . | . | .
414 01 00 W | SPY TUBE W | 20.2 | . | SPY | SPY ACC | LA | PRO INT | . |  | RIGHT | 5414823170928 | W | . | . | . | . | . | .
279 776 811 922 ED8 B | SPY C 92733 DIM8 B | 381.63 | . | SPY | SPY C | ICP | PRO INT | . |  | INT 0305 | 5414823244827 | B | IP20 | LED Technology | 2700K | 90 | 33 | 279 73 811 922 ED8 B-MMAT
279 776 811 922 ED8 W | SPY C 92733 DIM8 W | 381.63 | . | SPY | SPY C | ICP | PRO INT | . |  | INT 0305 | 5414823244834 | W | IP20 | LED Technology | 2700K | 90 | 33 | 279 73 811 922 ED8 W-B, 279 73 811 922 ED8 W-W
279 776 811 932 ED8 B | SPY C 93033 DIM8 B | 381.63 | . | SPY | SPY C | ICP | PRO INT | . |  | INT 0305 | 5414823244841 | B | IP20 | LED Technology | 3000K | 90 | 33 | 279 73 811 932 ED8 B-MMAT
279 776 811 932 ED8 W | SPY C 93033 DIM8 W | 381.63 | . | SPY | SPY C | ICP | PRO INT | . |  | INT 0305 | 5414823244858 | W | IP20 | LED Technology | 3000K | 90 | 33 | 279 73 811 932 ED8 W-B, 279 73 811 932 ED8 W-W
414 341 811 921 B-B | SPY CLIP 92718 B-B | 272.26 | . | SPY | SPY CLIP | ICS | PRO INT | . |  | INT 0311 | 5414823250583 | B-B | IP20 | LED Technology | 2700K | 90 | 18 | .
414 341 811 921 FBR-B | SPY CLIP 92718 FBR-B | 319.39 | . | SPY | SPY CLIP | ICS | PRO INT | . |  | INT 0311 | 5414823278587 | FBR-B | IP20 | LED Technology | 2700K | 90 | 18 | .
414 341 811 921 FG-B | SPY CLIP 92718 FG-B | 319.39 | . | SPY | SPY CLIP | ICS | PRO INT | . |  | INT 0311 | 5414823278594 | FG-B | IP20 | LED Technology | 2700K | 90 | 18 | .
414 341 811 921 W-B | SPY CLIP 92718 W-B | 272.26 | . | SPY | SPY CLIP | ICS | PRO INT | . |  | INT 0311 | 5414823250590 | W-B | IP20 | LED Technology | 2700K | 90 | 18 | .
414 341 811 921 W-W | SPY CLIP 92718 W-W | 272.26 | . | SPY | SPY CLIP | ICS | PRO INT | . |  | INT 0311 | 5414823250606 | W-W | IP20 | LED Technology | 2700K | 90 | 18 | .
414 341 811 922 B-B | SPY CLIP 92733 B-B | 272.26 | . | SPY | SPY CLIP | ICS | PRO INT | . |  | INT 0311 | 5414823250613 | B-B | IP20 | LED Technology | 2700K | 90 | 33 | .
414 341 811 922 FBR-B | SPY CLIP 92733 FBR-B | 319.39 | . | SPY | SPY CLIP | ICS | PRO INT | . |  | INT 0311 | 5414823278600 | FBR-B | IP20 | LED Technology | 2700K | 90 | 33 | .
414 341 811 922 FG-B | SPY CLIP 92733 FG-B | 319.39 | . | SPY | SPY CLIP | ICS | PRO INT | . |  | INT 0311 | 5414823278617 | FG-B | IP20 | LED Technology | 2700K | 90 | 33 | .
414 341 811 922 W-B | SPY CLIP 92733 W-B | 272.26 | . | SPY | SPY CLIP | ICS | PRO INT | . |  | INT 0311 | 5414823250620 | W-B | IP20 | LED Technology | 2700K | 90 | 33 | .
414 341 811 922 W-W | SPY CLIP 92733 W-W | 272.26 | . | SPY | SPY CLIP | ICS | PRO INT | . |  | INT 0311 | 5414823250637 | W-W | IP20 | LED Technology | 2700K | 90 | 33 | .
414 341 811 931 B-B | SPY CLIP 93018 B-B | 272.26 | . | SPY | SPY CLIP | ICS | PRO INT | . |  | INT 0311 | 5414823250644 | B-B | IP20 | LED Technology | 3000K | 90 | 18 | .
414 341 811 931 FBR-B | SPY CLIP 93018 FBR-B | 319.39 | . | SPY | SPY CLIP | ICS | PRO INT | . |  | INT 0311 | 5414823278624 | FBR-B | IP20 | LED Technology | 3000K | 90 | 18 | .
414 341 811 931 FG-B | SPY CLIP 93018 FG-B | 319.39 | . | SPY | SPY CLIP | ICS | PRO INT | . |  | INT 0311 | 5414823278631 | FG-B | IP20 | LED Technology | 3000K | 90 | 18 | .
414 341 811 931 W-B | SPY CLIP 93018 W-B | 272.26 | . | SPY | SPY CLIP | ICS | PRO INT | . |  | INT 0311 | 5414823250651 | W-B | IP20 | LED Technology | 3000K | 90 | 18 | .
414 341 811 931 W-W | SPY CLIP 93018 W-W | 272.26 | . | SPY | SPY CLIP | ICS | PRO INT | . |  | INT 0311 | 5414823250668 | W-W | IP20 | LED Technology | 3000K | 90 | 18 | .
414 341 811 932 B-B | SPY CLIP 93033 B-B | 272.26 | . | SPY | SPY CLIP | ICS | PRO INT | . |  | INT 0311 | 5414823250675 | B-B | IP20 | LED Technology | 3000K | 90 | 33 | .
414 341 811 932 FBR-B | SPY CLIP 93033 FBR-B | 319.39 | . | SPY | SPY CLIP | ICS | PRO INT | . |  | INT 0311 | 5414823278648 | FBR-B | IP20 | LED Technology | 3000K | 90 | 33 | .
414 341 811 932 FG-B | SPY CLIP 93033 FG-B | 319.39 | . | SPY | SPY CLIP | ICS | PRO INT | . |  | INT 0311 | 5414823278655 | FG-B | IP20 | LED Technology | 3000K | 90 | 33 | .
414 341 811 932 W-B | SPY CLIP 93033 W-B | 272.26 | . | SPY | SPY CLIP | ICS | PRO INT | . |  | INT 0311 | 5414823236075 | W-B | IP20 | LED Technology | 3000K | 90 | 33 | .
414 341 811 932 W-W | SPY CLIP 93033 W-W | 272.26 | . | SPY | SPY CLIP | ICS | PRO INT | . |  | INT 0311 | 5414823250682 | W-W | IP20 | LED Technology | 3000K | 90 | 33 | .
414 341 1902 B-B | SPY CLIP 9-SOFT B-B | 333.46 | . | SPY | SPY CLIP | ICS | PRO INT | . |  | INT 0311 | 5414823250552 | B-B | IP20 | LED Technology | 2700-1800 | 90 | 40 | .
414 341 1902 FBR-B | SPY CLIP 9-SOFT FBR-B | 380.59 | . | SPY | SPY CLIP | ICS | PRO INT | . |  | INT 0311 | 5414823278525 | FBR-B | IP20 | LED Technology | 2700-1800 | 90 | 40 | .
414 341 1902 FG-B | SPY CLIP 9-SOFT FG-B | 380.59 | . | SPY | SPY CLIP | ICS | PRO INT | . |  | INT 0311 | 5414823278532 | FG-B | IP20 | LED Technology | 2700-1800 | 90 | 40 | .
414 341 1902 W-B | SPY CLIP 9-SOFT W-B | 333.46 | . | SPY | SPY CLIP | ICS | PRO INT | . |  | INT 0311 | 5414823250569 | W-B | IP20 | LED Technology | 2700-1800 | 90 | 40 | .
414 341 1902 W-W | SPY CLIP 9-SOFT W-W | 333.46 | . | SPY | SPY CLIP | ICS | PRO INT | . |  | INT 0311 | 5414823250576 | W-W | IP20 | LED Technology | 2700-1800 | 90 | 40 | .
414 341 21 921 B-B | SPY CLIP HP 92733 B-B | 314.96 | . | SPY | SPY CLIP | ICS | PRO INT | . |  | INT 0311 | 5414823193583 | B-B | IP20 | LED Technology | 2700K | 90 | 33 | .
414 341 21 921 FBR-B | SPY CLIP HP 92733 FBR-B | 362.09 | . | SPY | SPY CLIP | ICS | PRO INT | . |  | INT 0311 | 5414823278549 | FBR-B | IP20 | LED Technology | 2700K | 90 | 33 | .
414 341 21 921 FG-B | SPY CLIP HP 92733 FG-B | 362.09 | . | SPY | SPY CLIP | ICS | PRO INT | . |  | INT 0311 | 5414823278556 | FG-B | IP20 | LED Technology | 2700K | 90 | 33 | .
414 341 21 921 W-B | SPY CLIP HP 92733 W-B | 314.96 | . | SPY | SPY CLIP | ICS | PRO INT | . |  | INT 0311 | 5414823193590 | W-B | IP20 | LED Technology | 2700K | 90 | 33 | .
414 341 21 921 W-W | SPY CLIP HP 92733 W-W | 314.96 | . | SPY | SPY CLIP | ICS | PRO INT | . |  | INT 0311 | 5414823193606 | W-W | IP20 | LED Technology | 2700K | 90 | 33 | .
414 341 21 931 B-B | SPY CLIP HP 93033 B-B | 314.96 | . | SPY | SPY CLIP | ICS | PRO INT | . |  | INT 0311 | 5414823193613 | B-B | IP20 | LED Technology | 3000K | 90 | 33 | .
414 341 21 931 FBR-B | SPY CLIP HP 93033 FBR-B | 362.09 | . | SPY | SPY CLIP | ICS | PRO INT | . |  | INT 0311 | 5414823278563 | FBR-B | IP20 | LED Technology | 3000K | 90 | 33 | .
414 341 21 931 FG-B | SPY CLIP HP 93033 FG-B | 362.09 | . | SPY | SPY CLIP | ICS | PRO INT | . |  | INT 0311 | 5414823278570 | FG-B | IP20 | LED Technology | 3000K | 90 | 33 | .
414 341 21 931 W-B | SPY CLIP HP 93033 W-B | 314.96 | . | SPY | SPY CLIP | ICS | PRO INT | . |  | INT 0311 | 5414823193620 | W-B | IP20 | LED Technology | 3000K | 90 | 33 | .
414 341 21 931 W-W | SPY CLIP HP 93033 W-W | 314.96 | . | SPY | SPY CLIP | ICS | PRO INT | . |  | INT 0311 | 5414823193637 | W-W | IP20 | LED Technology | 3000K | 90 | 33 | .
19877 9200 B-B | SPY FOCUS CLIP LP 927 B-B | 447.09 | . | SPY | SPY FOCUS CLIP | ICS | PRO INT | Æ |  | INT 0311 | 5414823314889 | B-B | IP20 | LED Technology | 2700K | 90 | 1144 | 414 345 811 92 B-B
19877 9200 FBR-B | SPY FOCUS CLIP LP 927 FBR-B | 494.22 | . | SPY | SPY FOCUS CLIP | ICS | PRO INT | Æ |  | INT 0311 | 5414823314896 | FBR-B | IP20 | LED Technology | 2700K | 90 | 1144 | 414 345 811 92 FBR-B
19877 9200 FG-B | SPY FOCUS CLIP LP 927 FG-B | 494.22 | . | SPY | SPY FOCUS CLIP | ICS | PRO INT | Æ |  | INT 0311 | 5414823314902 | FG-B | IP20 | LED Technology | 2700K | 90 | 1144 | 414 345 811 92 FG-B
19877 9200 W-B | SPY FOCUS CLIP LP 927 W-B | 447.09 | . | SPY | SPY FOCUS CLIP | ICS | PRO INT | Æ |  | INT 0311 | 5414823314919 | W-B | IP20 | LED Technology | 2700K | 90 | 1144 | 414 345 811 92 W-B
19877 9200 W-W | SPY FOCUS CLIP LP 927 W-W | 447.09 | . | SPY | SPY FOCUS CLIP | ICS | PRO INT | Æ |  | INT 0311 | 5414823314926 | W-W | IP20 | LED Technology | 2700K | 90 | 1144 | 414 345 811 92 W-W
19877 9300 B-B | SPY FOCUS CLIP LP 930 B-B | 447.09 | . | SPY | SPY FOCUS CLIP | ICS | PRO INT | Æ |  | INT 0311 | 5414823314933 | B-B | IP20 | LED Technology | 3000K | 90 | 1144 | 414 345 811 93 B-B
19877 9300 FBR-B | SPY FOCUS CLIP LP 930 FBR-B | 494.22 | . | SPY | SPY FOCUS CLIP | ICS | PRO INT | Æ |  | INT 0311 | 5414823314940 | FBR-B | IP20 | LED Technology | 3000K | 90 | 1144 | 414 345 811 93 FBR-B
19877 9300 FG-B | SPY FOCUS CLIP LP 930 FG-B | 494.22 | . | SPY | SPY FOCUS CLIP | ICS | PRO INT | Æ |  | INT 0311 | 5414823314957 | FG-B | IP20 | LED Technology | 3000K | 90 | 1144 | 414 345 811 93 FG-B
19877 9300 W-B | SPY FOCUS CLIP LP 930 W-B | 447.09 | . | SPY | SPY FOCUS CLIP | ICS | PRO INT | Æ |  | INT 0311 | 5414823314964 | W-B | IP20 | LED Technology | 3000K | 90 | 1144 | 414 345 811 93 W-B
19877 9300 W-W | SPY FOCUS CLIP LP 930 W-W | 447.09 | . | SPY | SPY FOCUS CLIP | ICS | PRO INT | Æ |  | INT 0311 | 5414823314971 | W-W | IP20 | LED Technology | 3000K | 90 | 1144 | 414 345 811 93 W-W
19873 9200 B-B | SPY FOCUS CLIP MP 927 B-B | 468.15 | . | SPY | SPY FOCUS CLIP | ICS | PRO INT | Æ |  | INT 0311 | 5414823322914 | B-B | IP20 | LED Technology | 2700K | 90 | 1144 | .
19873 9200 FBR-B | SPY FOCUS CLIP MP 927 FBR-B | 515.28 | . | SPY | SPY FOCUS CLIP | ICS | PRO INT | Æ |  | INT 0311 | 5414823314803 | FBR-B | IP20 | LED Technology | 2700K | 90 | 1144 | .
19873 9200 FG-B | SPY FOCUS CLIP MP 927 FG-B | 515.28 | . | SPY | SPY FOCUS CLIP | ICS | PRO INT | Æ |  | INT 0311 | 5414823314810 | FG-B | IP20 | LED Technology | 2700K | 90 | 1144 | .
19873 9200 W-B | SPY FOCUS CLIP MP 927 W-B | 468.15 | . | SPY | SPY FOCUS CLIP | ICS | PRO INT | Æ |  | INT 0311 | 5414823322921 | W-B | IP20 | LED Technology | 2700K | 90 | 1144 | .
19873 9200 W-W | SPY FOCUS CLIP MP 927 W-W | 468.15 | . | SPY | SPY FOCUS CLIP | ICS | PRO INT | Æ |  | INT 0311 | 5414823322938 | W-W | IP20 | LED Technology | 2700K | 90 | 1144 | .
19873 9300 B-B | SPY FOCUS CLIP MP 930 B-B | 468.15 | . | SPY | SPY FOCUS CLIP | ICS | PRO INT | Æ |  | INT 0311 | 5414823322945 | B-B | IP20 | LED Technology | 3000K | 90 | 1144 | .
19873 9300 FBR-B | SPY FOCUS CLIP MP 930 FBR-B | 515.28 | . | SPY | SPY FOCUS CLIP | ICS | PRO INT | Æ |  | INT 0311 | 5414823314827 | FBR-B | IP20 | LED Technology | 3000K | 90 | 1144 | .
19873 9300 FG-B | SPY FOCUS CLIP MP 930 FG-B | 515.28 | . | SPY | SPY FOCUS CLIP | ICS | PRO INT | Æ |  | INT 0311 | 5414823314834 | FG-B | IP20 | LED Technology | 3000K | 90 | 1144 | .
19873 9300 W-B | SPY FOCUS CLIP MP 930 W-B | 468.15 | . | SPY | SPY FOCUS CLIP | ICS | PRO INT | Æ |  | INT 0311 | 5414823305412 | W-B | IP20 | LED Technology | 3000K | 90 | 1144 | .
19873 9300 W-W | SPY FOCUS CLIP MP 930 W-W | 468.15 | . | SPY | SPY FOCUS CLIP | ICS | PRO INT | Æ |  | INT 0311 | 5414823322952 | W-W | IP20 | LED Technology | 3000K | 90 | 1144 | .
19878 9200 B | SPY FOCUS ON LP 927 B | 467.09 | . | SPY | SPY FOCUS ON | ICS | PRO INT | Æ |  | INT 0315 | 5414823314988 | B | IP20 | LED Technology | 2700K | 90 | 1144 | 414 365 811 92 B
19878 9200 FBR | SPY FOCUS ON LP 927 FBR | 514.22 | . | SPY | SPY FOCUS ON | ICS | PRO INT | Æ |  | INT 0315 | 5414823314995 | FBR | IP20 | LED Technology | 2700K | 90 | 1144 | 414 365 811 92 FBR
19878 9200 FG | SPY FOCUS ON LP 927 FG | 514.22 | . | SPY | SPY FOCUS ON | ICS | PRO INT | Æ |  | INT 0315 | 5414823315008 | FG | IP20 | LED Technology | 2700K | 90 | 1144 | 414 365 811 92 FG
19878 9200 W | SPY FOCUS ON LP 927 W | 467.09 | . | SPY | SPY FOCUS ON | ICS | PRO INT | Æ |  | INT 0315 | 5414823315015 | W | IP20 | LED Technology | 2700K | 90 | 1144 | 414 365 811 92 W
19878 9300 B | SPY FOCUS ON LP 930 B | 467.09 | . | SPY | SPY FOCUS ON | ICS | PRO INT | Æ |  | INT 0315 | 5414823315022 | B | IP20 | LED Technology | 3000K | 90 | 1144 | 414 365 811 93 B
19878 9300 FBR | SPY FOCUS ON LP 930 FBR | 514.22 | . | SPY | SPY FOCUS ON | ICS | PRO INT | Æ |  | INT 0315 | 5414823315039 | FBR | IP20 | LED Technology | 3000K | 90 | 1144 | 414 365 811 93 FBR
19878 9300 FG | SPY FOCUS ON LP 930 FG | 514.22 | . | SPY | SPY FOCUS ON | ICS | PRO INT | Æ |  | INT 0315 | 5414823315046 | FG | IP20 | LED Technology | 3000K | 90 | 1144 | 414 365 811 93 FG
19878 9300 W | SPY FOCUS ON LP 930 W | 467.09 | . | SPY | SPY FOCUS ON | ICS | PRO INT | Æ |  | INT 0315 | 5414823315053 | W | IP20 | LED Technology | 3000K | 90 | 1144 | 414 365 811 93 W
19874 9200 B | SPY FOCUS ON MP 927 B | 488.14 | . | SPY | SPY FOCUS ON | ICS | PRO INT | Æ |  | INT 0315 | 5414823322969 | B | IP20 | LED Technology | 2700K | 90 | 1144 | .
19874 9200 FBR | SPY FOCUS ON MP 927 FBR | 535.27 | . | SPY | SPY FOCUS ON | ICS | PRO INT | Æ |  | INT 0315 | 5414823314841 | FBR | IP20 | LED Technology | 2700K | 90 | 1144 | .
19874 9200 FG | SPY FOCUS ON MP 927 FG | 535.27 | . | SPY | SPY FOCUS ON | ICS | PRO INT | Æ |  | INT 0315 | 5414823314858 | FG | IP20 | LED Technology | 2700K | 90 | 1144 | .
19874 9200 W | SPY FOCUS ON MP 927 W | 488.14 | . | SPY | SPY FOCUS ON | ICS | PRO INT | Æ |  | INT 0315 | 5414823322976 | W | IP20 | LED Technology | 2700K | 90 | 1144 | .
19874 9300 B | SPY FOCUS ON MP 930 B | 488.14 | . | SPY | SPY FOCUS ON | ICS | PRO INT | Æ |  | INT 0315 | 5414823305429 | B | IP20 | LED Technology | 3000K | 90 | 1144 | .
19874 9300 FBR | SPY FOCUS ON MP 930 FBR | 535.27 | . | SPY | SPY FOCUS ON | ICS | PRO INT | Æ |  | INT 0315 | 5414823314865 | FBR | IP20 | LED Technology | 3000K | 90 | 1144 | .
19874 9300 FG | SPY FOCUS ON MP 930 FG | 535.27 | . | SPY | SPY FOCUS ON | ICS | PRO INT | Æ |  | INT 0315 | 5414823314872 | FG | IP20 | LED Technology | 3000K | 90 | 1144 | .
19874 9300 W | SPY FOCUS ON MP 930 W | 488.14 | . | SPY | SPY FOCUS ON | ICS | PRO INT | Æ |  | INT 0315 | 5414823322983 | W | IP20 | LED Technology | 3000K | 90 | 1144 | .
19880 930W B | MAXISPY DYNAMIC FOCUS 930 ADM WD B | 1317.74 | . | SPY | SPY FOCUS ON ADM | IT | PRO INT | Æ |  | INT 0613 | 5414823315145 | B | IP20 | LED Technology | 3000K | 90 | 1550 | .
19880 930W W | MAXISPY DYNAMIC FOCUS 930 ADM WD W | 1317.74 | . | SPY | SPY FOCUS ON ADM | IT | PRO INT | Æ |  | INT 0613 | 5414823315152 | W | IP20 | LED Technology | 3000K | 90 | 1550 | .
19879 9200 B | SPY FOCUS LP 927 ADM B | 566.83 | . | SPY | SPY FOCUS ON ADM | IT | PRO INT | Æ |  | INT 0609 | 5414823315060 | B | IP20 | LED Technology | 2700K | 90 | 1144 | 414 365 811 82 ADM B, 414 365 811 92 ADM B
19879 9205 B | SPY FOCUS LP 927 ADM DIM5 B | 627.47 | . | SPY | SPY FOCUS ON ADM | IT | PRO INT | Æ |  | INT 0609 | 5414823315084 | B | IP20 | LED Technology | 2700K | 90 | 1144 | .
19879 9205 W | SPY FOCUS LP 927 ADM DIM5 W | 627.47 | . | SPY | SPY FOCUS ON ADM | IT | PRO INT | Æ |  | INT 0609 | 5414823315091 | W | IP20 | LED Technology | 2700K | 90 | 1144 | .
19879 9200 W | SPY FOCUS LP 927 ADM W | 566.83 | . | SPY | SPY FOCUS ON ADM | IT | PRO INT | Æ |  | INT 0609 | 5414823315077 | W | IP20 | LED Technology | 2700K | 90 | 1144 | 414 365 811 82 ADM W, 414 365 811 92 ADM W
19879 9300 B | SPY FOCUS LP 930 ADM B | 566.83 | . | SPY | SPY FOCUS ON ADM | IT | PRO INT | Æ |  | INT 0609 | 5414823315107 | B | IP20 | LED Technology | 3000K | 90 | 1144 | 414 365 811 83 ADM B, 414 365 811 93 ADM B
19879 9305 B | SPY FOCUS LP 930 ADM DIM5 B | 627.47 | . | SPY | SPY FOCUS ON ADM | IT | PRO INT | Æ |  | INT 0609 | 5414823315121 | B | IP20 | LED Technology | 3000K | 90 | 1144 | .
19879 9305 W | SPY FOCUS LP 930 ADM DIM5 W | 627.47 | . | SPY | SPY FOCUS ON ADM | IT | PRO INT | Æ |  | INT 0609 | 5414823315138 | W | IP20 | LED Technology | 3000K | 90 | 1144 | .
19879 9300 W | SPY FOCUS LP 930 ADM W | 566.83 | . | SPY | SPY FOCUS ON ADM | IT | PRO INT | Æ |  | INT 0609 | 5414823315114 | W | IP20 | LED Technology | 3000K | 90 | 1144 | 414 365 811 83 ADM W, 414 365 811 93 ADM W
19875 9200 B | SPY FOCUS MP 927 ADM B | 587.88 | . | SPY | SPY FOCUS ON ADM | IT | PRO INT | Æ |  | INT 0609 | 5414823322624 | B | IP20 | LED Technology | 2700K | 90 | 1144 | .
19875 9205 B | SPY FOCUS MP 927 ADM DIM5 B | 648.53 | . | SPY | SPY FOCUS ON ADM | IT | PRO INT | Æ |  | INT 0609 | 5414823322631 | B | IP20 | LED Technology | 2700K | 90 | 1144 | .
19875 9205 W | SPY FOCUS MP 927 ADM DIM5 W | 648.53 | . | SPY | SPY FOCUS ON ADM | IT | PRO INT | Æ |  | INT 0609 | 5414823323003 | W | IP20 | LED Technology | 2700K | 90 | 1144 | .
19875 9200 W | SPY FOCUS MP 927 ADM W | 587.88 | . | SPY | SPY FOCUS ON ADM | IT | PRO INT | Æ |  | INT 0609 | 5414823322990 | W | IP20 | LED Technology | 2700K | 90 | 1144 | .
19875 9300 B | SPY FOCUS MP 930 ADM B | 587.88 | . | SPY | SPY FOCUS ON ADM | IT | PRO INT | Æ |  | INT 0609 | 5414823323010 | B | IP20 | LED Technology | 3000K | 90 | 1144 | .
19875 9305 B | SPY FOCUS MP 930 ADM DIM5 B | 648.53 | . | SPY | SPY FOCUS ON ADM | IT | PRO INT | Æ |  | INT 0609 | 5414823323034 | B | IP20 | LED Technology | 3000K | 90 | 1144 | .
19875 9305 W | SPY FOCUS MP 930 ADM DIM5 W | 648.53 | . | SPY | SPY FOCUS ON ADM | IT | PRO INT | Æ |  | INT 0609 | 5414823323041 | W | IP20 | LED Technology | 3000K | 90 | 1144 | .
19875 9300 W | SPY FOCUS MP 930 ADM W | 587.88 | . | SPY | SPY FOCUS ON ADM | IT | PRO INT | Æ |  | INT 0609 | 5414823323027 | W | IP20 | LED Technology | 3000K | 90 | 1144 | .
M10 341 21 921 B | SPY HP M10 92733 B | 281.22 | . | SPY | SPY HP M10 | ICS | PRO INT | . |  | PRO 0844 | 5414823214271 | B | IP20 | LED Technology | 2700K | 90 | 33 | .
M10 341 21 921 W | SPY HP M10 92733 W | 281.22 | . | SPY | SPY HP M10 | ICS | PRO INT | . |  | PRO 0844 | 5414823214288 | W | IP20 | LED Technology | 2700K | 90 | 33 | .
M10 341 21 931 B | SPY HP M10 93033 B | 281.22 | . | SPY | SPY HP M10 | ICS | PRO INT | . |  | PRO 0844 | 5414823214295 | B | IP20 | LED Technology | 3000K | 90 | 33 | .
M10 341 21 931 W | SPY HP M10 93033 W | 281.22 | . | SPY | SPY HP M10 | ICS | PRO INT | . |  | PRO 0844 | 5414823214301 | W | IP20 | LED Technology | 3000K | 90 | 33 | .
M10 341 811 921 B | SPY M10 92718 B | 249.14 | . | SPY | SPY M10 | ICS | PRO INT | . |  | PRO 0844 | 5414823255069 | B | IP20 | LED Technology | 2700K | 90 | 18 | .
M10 341 811 921 W | SPY M10 92718 W | 249.14 | . | SPY | SPY M10 | ICS | PRO INT | . |  | PRO 0844 | 5414823255076 | W | IP20 | LED Technology | 2700K | 90 | 18 | .
M10 341 811 922 B | SPY M10 92733 B | 249.14 | . | SPY | SPY M10 | ICS | PRO INT | . |  | PRO 0844 | 5414823255083 | B | IP20 | LED Technology | 2700K | 90 | 33 | .
M10 341 811 922 W | SPY M10 92733 W | 249.14 | . | SPY | SPY M10 | ICS | PRO INT | . |  | PRO 0844 | 5414823255090 | W | IP20 | LED Technology | 2700K | 90 | 33 | .
M10 341 811 931 B | SPY M10 93018 B | 249.14 | . | SPY | SPY M10 | ICS | PRO INT | . |  | PRO 0844 | 5414823255106 | B | IP20 | LED Technology | 3000K | 90 | 18 | .
M10 341 811 931 W | SPY M10 93018 W | 249.14 | . | SPY | SPY M10 | ICS | PRO INT | . |  | PRO 0844 | 5414823255113 | W | IP20 | LED Technology | 3000K | 90 | 18 | .
M10 341 811 932 B | SPY M10 93033 B | 249.14 | . | SPY | SPY M10 | ICS | PRO INT | . |  | PRO 0844 | 5414823255120 | B | IP20 | LED Technology | 3000K | 90 | 33 | .
M10 341 811 932 W | SPY M10 93033 W | 249.14 | . | SPY | SPY M10 | ICS | PRO INT | . |  | PRO 0844 | 5414823255137 | W | IP20 | LED Technology | 3000K | 90 | 33 | .
414 46 21 922 ED1 B | MAXISPY ON 92720 DIM1 B | 533.98 | . | SPY | SPY MAXI ON | ICS | PRO INT | . |  | INT 0319 | 5414823195464 | B | IP20 | LED Technology | 2700K | 90 | 20 | .
414 46 21 922 ED1 W | MAXISPY ON 92720 DIM1 W | 533.98 | . | SPY | SPY MAXI ON | ICS | PRO INT | . |  | INT 0319 | 5414823195471 | W | IP20 | LED Technology | 2700K | 90 | 20 | .
414 46 21 923 ED1 B | MAXISPY ON 92735 DIM1 B | 533.98 | . | SPY | SPY MAXI ON | ICS | PRO INT | . |  | INT 0319 | 5414823195525 | B | IP20 | LED Technology | 2700K | 90 | 35 | .
414 46 21 923 ED1 W | MAXISPY ON 92735 DIM1 W | 533.98 | . | SPY | SPY MAXI ON | ICS | PRO INT | . |  | INT 0319 | 5414823195532 | W | IP20 | LED Technology | 2700K | 90 | 35 | .
414 46 21 924 ED1 B | MAXISPY ON 92750 DIM1 B | 533.98 | . | SPY | SPY MAXI ON | ICS | PRO INT | . |  | INT 0319 | 5414823251788 | B | IP20 | LED Technology | 2700K | 90 | 50 | .
414 46 21 924 ED1 W | MAXISPY ON 92750 DIM1 W | 533.98 | . | SPY | SPY MAXI ON | ICS | PRO INT | . |  | INT 0319 | 5414823251795 | W | IP20 | LED Technology | 2700K | 90 | 50 | .
414 46 21 932 ED1 B | MAXISPY ON 93020 DIM1 B | 533.98 | . | SPY | SPY MAXI ON | ICS | PRO INT | . |  | INT 0319 | 5414823195587 | B | IP20 | LED Technology | 3000K | 90 | 20 | .
414 46 21 932 ED1 W | MAXISPY ON 93020 DIM1 W | 533.98 | . | SPY | SPY MAXI ON | ICS | PRO INT | . |  | INT 0319 | 5414823195594 | W | IP20 | LED Technology | 3000K | 90 | 20 | .
414 46 21 933 ED1 B | MAXISPY ON 93035 DIM1 B | 533.98 | . | SPY | SPY MAXI ON | ICS | PRO INT | . |  | INT 0319 | 5414823195648 | B | IP20 | LED Technology | 3000K | 90 | 35 | .
414 46 21 933 ED1 W | MAXISPY ON 93035 DIM1 W | 533.98 | . | SPY | SPY MAXI ON | ICS | PRO INT | . |  | INT 0319 | 5414823195655 | W | IP20 | LED Technology | 3000K | 90 | 35 | .
414 46 21 934 ED1 B | MAXISPY ON 93050 DIM1 B | 533.98 | . | SPY | SPY MAXI ON | ICS | PRO INT | . |  | INT 0319 | 5414823251863 | B | IP20 | LED Technology | 3000K | 90 | 50 | .
414 46 21 934 ED1 W | MAXISPY ON 93050 DIM1 W | 533.98 | . | SPY | SPY MAXI ON | ICS | PRO INT | . |  | INT 0319 | 5414823251870 | W | IP20 | LED Technology | 3000K | 90 | 50 | .
19830 8220 B | MAXISPY 82720 ADM B | 438.76 | . | SPY | SPY MAXI ON ADM | IT | PRO INT | Æ |  | INT 0611 | 5414823314322 | B | IP20 | LED Technology | 2700K | 80 | 20 | .
414 46 21 822 ADM ED1 B | MAXISPY 82720 ADM DIM1 B | 561.37 | . | SPY | SPY MAXI ON ADM | IT | PRO INT | . |  | INT 0611 | 5414823251603 | B | IP20 | LED Technology | 2700K | 80 | 20 | .
414 46 21 822 ADM ED1 W | MAXISPY 82720 ADM DIM1 W | 561.37 | . | SPY | SPY MAXI ON ADM | IT | PRO INT | . |  | INT 0611 | 5414823251610 | W | IP20 | LED Technology | 2700K | 80 | 20 | .
19830 8225 B | MAXISPY 82720 ADM DIM5 B | 496.41 | . | SPY | SPY MAXI ON ADM | IT | PRO INT | Æ |  | INT 0611 | 5414823314346 | B | IP20 | LED Technology | 2700K | 80 | 20 | .
19830 8225 W | MAXISPY 82720 ADM DIM5 W | 496.41 | . | SPY | SPY MAXI ON ADM | IT | PRO INT | Æ |  | INT 0611 | 5414823314353 | W | IP20 | LED Technology | 2700K | 80 | 20 | .
19830 8220 W | MAXISPY 82720 ADM W | 438.76 | . | SPY | SPY MAXI ON ADM | IT | PRO INT | Æ |  | INT 0611 | 5414823314339 | W | IP20 | LED Technology | 2700K | 80 | 20 | .
19830 8230 B | MAXISPY 82735 ADM B | 438.76 | . | SPY | SPY MAXI ON ADM | IT | PRO INT | Æ |  | INT 0611 | 5414823314360 | B | IP20 | LED Technology | 2700K | 80 | 35 | .
414 46 21 823 ADM ED1 B | MAXISPY 82735 ADM DIM1 B | 561.37 | . | SPY | SPY MAXI ON ADM | IT | PRO INT | . |  | INT 0611 | 5414823251627 | B | IP20 | LED Technology | 2700K | 80 | 35 | .
414 46 21 823 ADM ED1 W | MAXISPY 82735 ADM DIM1 W | 561.37 | . | SPY | SPY MAXI ON ADM | IT | PRO INT | . |  | INT 0611 | 5414823251634 | W | IP20 | LED Technology | 2700K | 80 | 35 | .
19830 8235 B | MAXISPY 82735 ADM DIM5 B | 496.41 | . | SPY | SPY MAXI ON ADM | IT | PRO INT | Æ |  | INT 0611 | 5414823314384 | B | IP20 | LED Technology | 2700K | 80 | 35 | .
19830 8235 W | MAXISPY 82735 ADM DIM5 W | 496.41 | . | SPY | SPY MAXI ON ADM | IT | PRO INT | Æ |  | INT 0611 | 5414823314391 | W | IP20 | LED Technology | 2700K | 80 | 35 | .
19830 8230 W | MAXISPY 82735 ADM W | 438.76 | . | SPY | SPY MAXI ON ADM | IT | PRO INT | Æ |  | INT 0611 | 5414823314377 | W | IP20 | LED Technology | 2700K | 80 | 35 | .
19830 8240 B | MAXISPY 82750 ADM B | 438.76 | . | SPY | SPY MAXI ON ADM | IT | PRO INT | Æ |  | INT 0611 | 5414823314407 | B | IP20 | LED Technology | 2700K | 80 | 50 | .
414 46 21 824 ADM ED1 B | MAXISPY 82750 ADM DIM1 B | 561.37 | . | SPY | SPY MAXI ON ADM | IT | PRO INT | . |  | INT 0611 | 5414823251641 | B | IP20 | LED Technology | 2700K | 80 | 50 | .
414 46 21 824 ADM ED1 W | MAXISPY 82750 ADM DIM1 W | 561.37 | . | SPY | SPY MAXI ON ADM | IT | PRO INT | . |  | INT 0611 | 5414823251658 | W | IP20 | LED Technology | 2700K | 80 | 50 | .
19830 8245 B | MAXISPY 82750 ADM DIM5 B | 496.41 | . | SPY | SPY MAXI ON ADM | IT | PRO INT | Æ |  | INT 0611 | 5414823314421 | B | IP20 | LED Technology | 2700K | 80 | 50 | .
19830 8245 W | MAXISPY 82750 ADM DIM5 W | 496.41 | . | SPY | SPY MAXI ON ADM | IT | PRO INT | Æ |  | INT 0611 | 5414823314438 | W | IP20 | LED Technology | 2700K | 80 | 50 | .
19830 8240 W | MAXISPY 82750 ADM W | 438.76 | . | SPY | SPY MAXI ON ADM | IT | PRO INT | Æ |  | INT 0611 | 5414823314414 | W | IP20 | LED Technology | 2700K | 80 | 50 | .
19830 8320 B | MAXISPY 83020 ADM B | 438.76 | . | SPY | SPY MAXI ON ADM | IT | PRO INT | Æ |  | INT 0611 | 5414823314445 | B | IP20 | LED Technology | 3000K | 80 | 20 | .
414 46 21 832 ADM ED1 B | MAXISPY 83020 ADM DIM1 B | 561.37 | . | SPY | SPY MAXI ON ADM | IT | PRO INT | . |  | INT 0611 | 5414823251665 | B | IP20 | LED Technology | 3000K | 80 | 20 | .
414 46 21 832 ADM ED1 W | MAXISPY 83020 ADM DIM1 W | 561.37 | . | SPY | SPY MAXI ON ADM | IT | PRO INT | . |  | INT 0611 | 5414823251672 | W | IP20 | LED Technology | 3000K | 80 | 20 | .
19830 8325 B | MAXISPY 83020 ADM DIM5 B | 496.41 | . | SPY | SPY MAXI ON ADM | IT | PRO INT | Æ |  | INT 0611 | 5414823314469 | B | IP20 | LED Technology | 3000K | 80 | 20 | .
19830 8325 W | MAXISPY 83020 ADM DIM5 W | 496.41 | . | SPY | SPY MAXI ON ADM | IT | PRO INT | Æ |  | INT 0611 | 5414823314476 | W | IP20 | LED Technology | 3000K | 80 | 20 | .
19830 8320 W | MAXISPY 83020 ADM W | 438.76 | . | SPY | SPY MAXI ON ADM | IT | PRO INT | Æ |  | INT 0611 | 5414823314452 | W | IP20 | LED Technology | 3000K | 80 | 20 | .
19830 8330 B | MAXISPY 83035 ADM B | 438.76 | . | SPY | SPY MAXI ON ADM | IT | PRO INT | Æ |  | INT 0611 | 5414823314483 | B | IP20 | LED Technology | 3000K | 80 | 35 | .
414 46 21 833 ADM ED1 B | MAXISPY 83035 ADM DIM1 B | 561.37 | . | SPY | SPY MAXI ON ADM | IT | PRO INT | . |  | INT 0611 | 5414823251689 | B | IP20 | LED Technology | 3000K | 80 | 35 | .
414 46 21 833 ADM ED1 W | MAXISPY 83035 ADM DIM1 W | 561.37 | . | SPY | SPY MAXI ON ADM | IT | PRO INT | . |  | INT 0611 | 5414823251696 | W | IP20 | LED Technology | 3000K | 80 | 35 | .
19830 8335 B | MAXISPY 83035 ADM DIM5 B | 496.41 | . | SPY | SPY MAXI ON ADM | IT | PRO INT | Æ |  | INT 0611 | 5414823314506 | B | IP20 | LED Technology | 3000K | 80 | 35 | .
19830 8335 W | MAXISPY 83035 ADM DIM5 W | 496.41 | . | SPY | SPY MAXI ON ADM | IT | PRO INT | Æ |  | INT 0611 | 5414823314513 | W | IP20 | LED Technology | 3000K | 80 | 35 | .
19830 8330 W | MAXISPY 83035 ADM W | 438.76 | . | SPY | SPY MAXI ON ADM | IT | PRO INT | Æ |  | INT 0611 | 5414823314490 | W | IP20 | LED Technology | 3000K | 80 | 35 | .
19830 8340 B | MAXISPY 83050 ADM B | 438.76 | . | SPY | SPY MAXI ON ADM | IT | PRO INT | Æ |  | INT 0611 | 5414823314520 | B | IP20 | LED Technology | 3000K | 80 | 50 | .
414 46 21 834 ADM ED1 B | MAXISPY 83050 ADM DIM1 B | 561.37 | . | SPY | SPY MAXI ON ADM | IT | PRO INT | . |  | INT 0611 | 5414823251702 | B | IP20 | LED Technology | 3000K | 80 | 50 | .
414 46 21 834 ADM ED1 W | MAXISPY 83050 ADM DIM1 W | 561.37 | . | SPY | SPY MAXI ON ADM | IT | PRO INT | . |  | INT 0611 | 5414823251719 | W | IP20 | LED Technology | 3000K | 80 | 50 | .
19830 8345 B | MAXISPY 83050 ADM DIM5 B | 496.41 | . | SPY | SPY MAXI ON ADM | IT | PRO INT | Æ |  | INT 0611 | 5414823314544 | B | IP20 | LED Technology | 3000K | 80 | 50 | .
19830 8345 W | MAXISPY 83050 ADM DIM5 W | 496.41 | . | SPY | SPY MAXI ON ADM | IT | PRO INT | Æ |  | INT 0611 | 5414823314551 | W | IP20 | LED Technology | 3000K | 80 | 50 | .
19830 8340 W | MAXISPY 83050 ADM W | 438.76 | . | SPY | SPY MAXI ON ADM | IT | PRO INT | Æ |  | INT 0611 | 5414823314537 | W | IP20 | LED Technology | 3000K | 80 | 50 | .
19830 9220 B | MAXISPY 92720 ADM B | 438.76 | . | SPY | SPY MAXI ON ADM | IT | PRO INT | Æ |  | INT 0611 | 5414823314568 | B | IP20 | LED Technology | 2700K | 90 | 20 | .
414 46 21 922 ADM ED1 B | MAXISPY 92720 ADM DIM1 B | 565.63 | . | SPY | SPY MAXI ON ADM | IT | PRO INT | . |  | INT 0611 | 5414823251726 | B | IP20 | LED Technology | 2700K | 90 | 20 | .
414 46 21 922 ADM ED1 W | MAXISPY 92720 ADM DIM1 W | 565.63 | . | SPY | SPY MAXI ON ADM | IT | PRO INT | . |  | INT 0611 | 5414823251733 | W | IP20 | LED Technology | 2700K | 90 | 20 | .
19830 9225 B | MAXISPY 92720 ADM DIM5 B | 496.41 | . | SPY | SPY MAXI ON ADM | IT | PRO INT | Æ |  | INT 0611 | 5414823314582 | B | IP20 | LED Technology | 2700K | 90 | 20 | .
19830 9225 W | MAXISPY 92720 ADM DIM5 W | 496.41 | . | SPY | SPY MAXI ON ADM | IT | PRO INT | Æ |  | INT 0611 | 5414823314599 | W | IP20 | LED Technology | 2700K | 90 | 20 | .
19830 9220 W | MAXISPY 92720 ADM W | 438.76 | . | SPY | SPY MAXI ON ADM | IT | PRO INT | Æ |  | INT 0611 | 5414823314575 | W | IP20 | LED Technology | 2700K | 90 | 20 | .
19830 9230 B | MAXISPY 92735 ADM B | 438.76 | . | SPY | SPY MAXI ON ADM | IT | PRO INT | Æ |  | INT 0611 | 5414823314605 | B | IP20 | LED Technology | 2700K | 90 | 35 | .
414 46 21 923 ADM ED1 B | MAXISPY 92735 ADM DIM1 B | 565.63 | . | SPY | SPY MAXI ON ADM | IT | PRO INT | . |  | INT 0611 | 5414823251740 | B | IP20 | LED Technology | 2700K | 90 | 35 | .
414 46 21 923 ADM ED1 W | MAXISPY 92735 ADM DIM1 W | 565.63 | . | SPY | SPY MAXI ON ADM | IT | PRO INT | . |  | INT 0611 | 5414823251757 | W | IP20 | LED Technology | 2700K | 90 | 35 | .
19830 9235 B | MAXISPY 92735 ADM DIM5 B | 496.41 | . | SPY | SPY MAXI ON ADM | IT | PRO INT | Æ |  | INT 0611 | 5414823314629 | B | IP20 | LED Technology | 2700K | 90 | 35 | .
19830 9235 W | MAXISPY 92735 ADM DIM5 W | 496.41 | . | SPY | SPY MAXI ON ADM | IT | PRO INT | Æ |  | INT 0611 | 5414823314636 | W | IP20 | LED Technology | 2700K | 90 | 35 | .
19830 9230 W | MAXISPY 92735 ADM W | 438.76 | . | SPY | SPY MAXI ON ADM | IT | PRO INT | Æ |  | INT 0611 | 5414823314612 | W | IP20 | LED Technology | 2700K | 90 | 35 | .
19830 9240 B | MAXISPY 92750 ADM B | 438.76 | . | SPY | SPY MAXI ON ADM | IT | PRO INT | Æ |  | INT 0611 | 5414823314643 | B | IP20 | LED Technology | 2700K | 90 | 50 | .
414 46 21 924 ADM ED1 B | MAXISPY 92750 ADM DIM1 B | 565.63 | . | SPY | SPY MAXI ON ADM | IT | PRO INT | . |  | INT 0611 | 5414823251764 | B | IP20 | LED Technology | 2700K | 90 | 50 | .
414 46 21 924 ADM ED1 W | MAXISPY 92750 ADM DIM1 W | 565.63 | . | SPY | SPY MAXI ON ADM | IT | PRO INT | . |  | INT 0611 | 5414823251771 | W | IP20 | LED Technology | 2700K | 90 | 50 | .
19830 9245 B | MAXISPY 92750 ADM DIM5 B | 496.41 | . | SPY | SPY MAXI ON ADM | IT | PRO INT | Æ |  | INT 0611 | 5414823314667 | B | IP20 | LED Technology | 2700K | 90 | 50 | .
19830 9245 W | MAXISPY 92750 ADM DIM5 W | 496.41 | . | SPY | SPY MAXI ON ADM | IT | PRO INT | Æ |  | INT 0611 | 5414823314674 | W | IP20 | LED Technology | 2700K | 90 | 50 | .
19830 9240 W | MAXISPY 92750 ADM W | 438.76 | . | SPY | SPY MAXI ON ADM | IT | PRO INT | Æ |  | INT 0611 | 5414823314650 | W | IP20 | LED Technology | 2700K | 90 | 50 | .
19830 9320 B | MAXISPY 93020 ADM B | 438.76 | . | SPY | SPY MAXI ON ADM | IT | PRO INT | Æ |  | INT 0611 | 5414823314681 | B | IP20 | LED Technology | 3000K | 90 | 20 | .
414 46 21 932 ADM ED1 B | MAXISPY 93020 ADM DIM1 B | 565.63 | . | SPY | SPY MAXI ON ADM | IT | PRO INT | . |  | INT 0611 | 5414823251801 | B | IP20 | LED Technology | 3000K | 90 | 20 | .
414 46 21 932 ADM ED1 W | MAXISPY 93020 ADM DIM1 W | 565.63 | . | SPY | SPY MAXI ON ADM | IT | PRO INT | . |  | INT 0611 | 5414823251818 | W | IP20 | LED Technology | 3000K | 90 | 20 | .
19830 9325 B | MAXISPY 93020 ADM DIM5 B | 496.41 | . | SPY | SPY MAXI ON ADM | IT | PRO INT | Æ |  | INT 0611 | 5414823314704 | B | IP20 | LED Technology | 3000K | 90 | 20 | .
19830 9325 W | MAXISPY 93020 ADM DIM5 W | 496.41 | . | SPY | SPY MAXI ON ADM | IT | PRO INT | Æ |  | INT 0611 | 5414823314711 | W | IP20 | LED Technology | 3000K | 90 | 20 | .
19830 9320 W | MAXISPY 93020 ADM W | 438.76 | . | SPY | SPY MAXI ON ADM | IT | PRO INT | Æ |  | INT 0611 | 5414823314698 | W | IP20 | LED Technology | 3000K | 90 | 20 | .
19830 9330 B | MAXISPY 93035 ADM B | 438.76 | . | SPY | SPY MAXI ON ADM | IT | PRO INT | Æ |  | INT 0611 | 5414823314728 | B | IP20 | LED Technology | 3000K | 90 | 35 | .
414 46 21 933 ADM ED1 B | MAXISPY 93035 ADM DIM1 B | 565.63 | . | SPY | SPY MAXI ON ADM | IT | PRO INT | . |  | INT 0611 | 5414823251825 | B | IP20 | LED Technology | 3000K | 90 | 35 | .
414 46 21 933 ADM ED1 W | MAXISPY 93035 ADM DIM1 W | 565.63 | . | SPY | SPY MAXI ON ADM | IT | PRO INT | . |  | INT 0611 | 5414823251832 | W | IP20 | LED Technology | 3000K | 90 | 35 | .
19830 9335 B | MAXISPY 93035 ADM DIM5 B | 496.41 | . | SPY | SPY MAXI ON ADM | IT | PRO INT | Æ |  | INT 0611 | 5414823314742 | B | IP20 | LED Technology | 3000K | 90 | 35 | .
19830 9335 W | MAXISPY 93035 ADM DIM5 W | 496.41 | . | SPY | SPY MAXI ON ADM | IT | PRO INT | Æ |  | INT 0611 | 5414823314759 | W | IP20 | LED Technology | 3000K | 90 | 35 | .
19830 9330 W | MAXISPY 93035 ADM W | 438.76 | . | SPY | SPY MAXI ON ADM | IT | PRO INT | Æ |  | INT 0611 | 5414823314735 | W | IP20 | LED Technology | 3000K | 90 | 35 | .
19830 9340 B | MAXISPY 93050 ADM B | 438.76 | . | SPY | SPY MAXI ON ADM | IT | PRO INT | Æ |  | INT 0611 | 5414823314766 | B | IP20 | LED Technology | 3000K | 90 | 50 | .
414 46 21 934 ADM ED1 B | MAXISPY 93050 ADM DIM1 B | 565.63 | . | SPY | SPY MAXI ON ADM | IT | PRO INT | . |  | INT 0611 | 5414823251849 | B | IP20 | LED Technology | 3000K | 90 | 50 | .
414 46 21 934 ADM ED1 W | MAXISPY 93050 ADM DIM1 W | 565.63 | . | SPY | SPY MAXI ON ADM | IT | PRO INT | . |  | INT 0611 | 5414823251856 | W | IP20 | LED Technology | 3000K | 90 | 50 | .
19830 9345 B | MAXISPY 93050 ADM DIM5 B | 496.41 | . | SPY | SPY MAXI ON ADM | IT | PRO INT | Æ |  | INT 0611 | 5414823314780 | B | IP20 | LED Technology | 3000K | 90 | 50 | .
19830 9345 W | MAXISPY 93050 ADM DIM5 W | 496.41 | . | SPY | SPY MAXI ON ADM | IT | PRO INT | Æ |  | INT 0611 | 5414823314797 | W | IP20 | LED Technology | 3000K | 90 | 50 | .
19830 9340 W | MAXISPY 93050 ADM W | 438.76 | . | SPY | SPY MAXI ON ADM | IT | PRO INT | Æ |  | INT 0611 | 5414823314773 | W | IP20 | LED Technology | 3000K | 90 | 50 | .
414 562 21 82 ADM ED5 B | MAXISPY 95 827 ADM DIM5 B | 524.85 | . | SPY | SPY MAXI ON ADM | IT | PRO INT | . |  | INT 0615 | 5414823252129 | B | IP20 | LED Technology | 2700K | 80 | . | .
414 562 21 82 ADM ED5 W | MAXISPY 95 827 ADM DIM5 W | 524.85 | . | SPY | SPY MAXI ON ADM | IT | PRO INT | . |  | INT 0615 | 5414823252136 | W | IP20 | LED Technology | 2700K | 80 | . | .
414 562 21 83 ADM ED5 B | MAXISPY 95 830 ADM DIM5 B | 524.85 | . | SPY | SPY MAXI ON ADM | IT | PRO INT | . |  | INT 0615 | 5414823252143 | B | IP20 | LED Technology | 3000K | 80 | . | .
414 562 21 83 ADM ED5 W | MAXISPY 95 830 ADM DIM5 W | 524.85 | . | SPY | SPY MAXI ON ADM | IT | PRO INT | . |  | INT 0615 | 5414823252150 | W | IP20 | LED Technology | 3000K | 80 | . | .
414 562 21 92 ADM ED5 B | MAXISPY 95 927 ADM DIM5 B | 524.85 | . | SPY | SPY MAXI ON ADM | IT | PRO INT | . |  | INT 0615 | 5414823252167 | B | IP20 | LED Technology | 2700K | 90 | . | .
414 562 21 92 ADM ED5 W | MAXISPY 95 927 ADM DIM5 W | 524.85 | . | SPY | SPY MAXI ON ADM | IT | PRO INT | . |  | INT 0615 | 5414823252174 | W | IP20 | LED Technology | 2700K | 90 | . | .
414 562 21 93 ADM ED5 B | MAXISPY 95 930 ADM DIM5 B | 524.85 | . | SPY | SPY MAXI ON ADM | IT | PRO INT | . |  | INT 0615 | 5414823252204 | B | IP20 | LED Technology | 3000K | 90 | . | .
414 562 21 93 ADM ED5 W | MAXISPY 95 930 ADM DIM5 W | 524.85 | . | SPY | SPY MAXI ON ADM | IT | PRO INT | . |  | INT 0615 | 5414823252211 | W | IP20 | LED Technology | 3000K | 90 | . | .
279 773 811 921 B | MICROSPY 39 C 92724 B | 376.63 | . | SPY | SPY MICRO C | ICP | PRO INT | . |  | INT 0305 | 5414823244780 | B | IP20 | LED Technology | 2700K | 90 | 24 | .
279 773 811 921 W | MICROSPY 39 C 92724 W | 376.63 | . | SPY | SPY MICRO C | ICP | PRO INT | . |  | INT 0305 | 5414823244797 | W | IP20 | LED Technology | 2700K | 90 | 24 | .
279 773 811 931 B | MICROSPY 39 C 93024 B | 376.63 | . | SPY | SPY MICRO C | ICP | PRO INT | . |  | INT 0305 | 5414823244803 | B | IP20 | LED Technology | 3000K | 90 | 24 | .
279 773 811 931 W | MICROSPY 39 C 93024 W | 376.63 | . | SPY | SPY MICRO C | ICP | PRO INT | . |  | INT 0305 | 5414823244810 | W | IP20 | LED Technology | 3000K | 90 | 24 | .
24110 9210 B | MICROSPY IN 92715 B | 109.15 | . | SPY | SPY MICRO IN | ICR | PRO INT | Æ |  | INT 0123 | 5414823309380 | B | IP20 | LED Technology | 2700K | 90 | 18 | 415 132 822 B
24110 9210 W | MICROSPY IN 92715 W | 109.15 | . | SPY | SPY MICRO IN | ICR | PRO INT | Æ |  | INT 0123 | 5414823323195 | W | IP20 | LED Technology | 2700K | 90 | 18 | 415 132 822 W
24110 9220 B | MICROSPY IN 92730 B | 109.15 | . | SPY | SPY MICRO IN | ICR | PRO INT | Æ |  | INT 0123 | 5414823323201 | B | IP20 | LED Technology | 2700K | 90 | 30 | .
24110 9220 W | MICROSPY IN 92730 W | 109.15 | . | SPY | SPY MICRO IN | ICR | PRO INT | Æ |  | INT 0123 | 5414823323218 | W | IP20 | LED Technology | 2700K | 90 | 30 | .
24110 9310 B | MICROSPY IN 93015 B | 109.15 | . | SPY | SPY MICRO IN | ICR | PRO INT | Æ |  | INT 0123 | 5414823310317 | B | IP20 | LED Technology | 3000K | 90 | 18 | 415 132 832 B, 414 131 839 B-B
24110 9310 W | MICROSPY IN 93015 W | 109.15 | . | SPY | SPY MICRO IN | ICR | PRO INT | Æ |  | INT 0123 | 5414823311260 | W | IP20 | LED Technology | 3000K | 90 | 18 | 415 132 832 W, 414 131 839 W-B
24110 9320 B | MICROSPY IN 93030 B | 109.15 | . | SPY | SPY MICRO IN | ICR | PRO INT | Æ |  | INT 0123 | 5414823311277 | B | IP20 | LED Technology | 3000K | 90 | 30 | .
24110 9320 W | MICROSPY IN 93030 W | 109.15 | . | SPY | SPY MICRO IN | ICR | PRO INT | Æ |  | INT 0123 | 5414823310324 | W | IP20 | LED Technology | 3000K | 90 | 30 | .
24111 9210 B | MICROSPY IN OK 92715 B | 148.71 | . | SPY | SPY MICRO IN | ICR | PRO INT | Æ |  | INT 0123 | 5414823310966 | B | IP20 | LED Technology | 2700K | 90 | 18 | .
24111 9210 W | MICROSPY IN OK 92715 W | 148.71 | . | SPY | SPY MICRO IN | ICR | PRO INT | Æ |  | INT 0123 | 5414823309397 | W | IP20 | LED Technology | 2700K | 90 | 18 | .
24111 9220 B | MICROSPY IN OK 92730 B | 148.71 | . | SPY | SPY MICRO IN | ICR | PRO INT | Æ |  | INT 0123 | 5414823323225 | B | IP20 | LED Technology | 2700K | 90 | 30 | .
24111 9220 W | MICROSPY IN OK 92730 W | 148.71 | . | SPY | SPY MICRO IN | ICR | PRO INT | Æ |  | INT 0123 | 5414823323232 | W | IP20 | LED Technology | 2700K | 90 | 30 | .
24111 9310 B | MICROSPY IN OK 93015 B | 148.71 | . | SPY | SPY MICRO IN | ICR | PRO INT | Æ |  | INT 0123 | 5414823311321 | B | IP20 | LED Technology | 3000K | 90 | 18 | 414 132 839 B-B
24111 9310 W | MICROSPY IN OK 93015 W | 148.71 | . | SPY | SPY MICRO IN | ICR | PRO INT | Æ |  | INT 0123 | 5414823310027 | W | IP20 | LED Technology | 3000K | 90 | 18 | 414 132 839 W-B
24111 9320 B | MICROSPY IN OK 93030 B | 148.71 | . | SPY | SPY MICRO IN | ICR | PRO INT | Æ |  | INT 0123 | 5414823310034 | B | IP20 | LED Technology | 3000K | 90 | 30 | .
24111 9320 W | MICROSPY IN OK 93030 W | 148.71 | . | SPY | SPY MICRO IN | ICR | PRO INT | Æ |  | INT 0123 | 5414823310041 | W | IP20 | LED Technology | 3000K | 90 | 30 | .
24113 9210 B | MICRO SNAP-IN 92715 B | 105.55 | . | SPY | SPY MICRO SI | ICR | PRO INT | Æ |  | INT 0121 | 5414823323270 | B | IP20 | LED Technology | 2700K | 90 | 15 | .
24113 9210 W | MICRO SNAP-IN 92715 W | 105.55 | . | SPY | SPY MICRO SI | ICR | PRO INT | Æ |  | INT 0121 | 5414823323287 | W | IP20 | LED Technology | 2700K | 90 | 15 | .
24113 9220 B | MICRO SNAP-IN 92730 B | 105.55 | . | SPY | SPY MICRO SI | ICR | PRO INT | Æ |  | INT 0121 | 5414823323294 | B | IP20 | LED Technology | 2700K | 90 | 30 | .
24113 9220 W | MICRO SNAP-IN 92730 W | 105.55 | . | SPY | SPY MICRO SI | ICR | PRO INT | Æ |  | INT 0121 | 5414823323300 | W | IP20 | LED Technology | 2700K | 90 | 30 | .
24113 9310 B | MICRO SNAP-IN 93015 B | 105.55 | . | SPY | SPY MICRO SI | ICR | PRO INT | Æ |  | INT 0121 | 5414823309410 | B | IP20 | LED Technology | 3000K | 90 | 15 | .
24113 9310 W | MICRO SNAP-IN 93015 W | 105.55 | . | SPY | SPY MICRO SI | ICR | PRO INT | Æ |  | INT 0121 | 5414823310072 | W | IP20 | LED Technology | 3000K | 90 | 15 | .
24113 9320 B | MICRO SNAP-IN 93030 B | 105.55 | . | SPY | SPY MICRO SI | ICR | PRO INT | Æ |  | INT 0121 | 5414823310089 | B | IP20 | LED Technology | 3000K | 90 | 30 | .
24113 9320 W | MICRO SNAP-IN 93030 W | 105.55 | . | SPY | SPY MICRO SI | ICR | PRO INT | Æ |  | INT 0121 | 5414823311369 | W | IP20 | LED Technology | 3000K | 90 | 30 | .
24112 9210 B | MICRO SNAP-IN OK 92715 B | 97.53 | . | SPY | SPY MICRO SI OK | ICR | PRO INT | Æ |  | INT 0121 | 5414823323249 | B | IP20 | LED Technology | 2700K | 90 | 15 | 415 142 822 B
24112 9210 W | MICRO SNAP-IN OK 92715 W | 97.53 | . | SPY | SPY MICRO SI OK | ICR | PRO INT | Æ |  | INT 0121 | 5414823323256 | W | IP20 | LED Technology | 2700K | 90 | 15 | 415 142 822 W
24112 9220 B | MICRO SNAP-IN OK 92730 B | 97.53 | . | SPY | SPY MICRO SI OK | ICR | PRO INT | Æ |  | INT 0121 | 5414823309403 | B | IP20 | LED Technology | 2700K | 90 | 30 | .
24112 9220 W | MICRO SNAP-IN OK 92730 W | 97.53 | . | SPY | SPY MICRO SI OK | ICR | PRO INT | Æ |  | INT 0121 | 5414823323263 | W | IP20 | LED Technology | 2700K | 90 | 30 | .
24112 9310 B | MICRO SNAP-IN OK 93015 B | 97.53 | . | SPY | SPY MICRO SI OK | ICR | PRO INT | Æ |  | INT 0121 | 5414823310058 | B | IP20 | LED Technology | 3000K | 90 | 15 | 415 142 832 B
24112 9310 W | MICRO SNAP-IN OK 93015 W | 97.53 | . | SPY | SPY MICRO SI OK | ICR | PRO INT | Æ |  | INT 0121 | 5414823312250 | W | IP20 | LED Technology | 3000K | 90 | 15 | 415 142 832 W
24112 9320 B | MICRO SNAP-IN OK 93030 B | 97.53 | . | SPY | SPY MICRO SI OK | ICR | PRO INT | Æ |  | INT 0121 | 5414823311352 | B | IP20 | LED Technology | 3000K | 90 | 30 | .
24112 9320 W | MICRO SNAP-IN OK 93030 W | 97.53 | . | SPY | SPY MICRO SI OK | ICR | PRO INT | Æ |  | INT 0121 | 5414823310065 | W | IP20 | LED Technology | 3000K | 90 | 30 | .
414 242 822 B-B | MIDISPY CLIP 82720 B-B | 290.55 | . | SPY | SPY MIDI CLIP | ICS | PRO INT | . |  | INT 0307 | 5414823192760 | B-B | IP20 | LED Technology | 2700K | 80 | 20 | .
414 242 822 FBR-B | MIDISPY CLIP 82720 FBR-B | 337.68 | . | SPY | SPY MIDI CLIP | ICS | PRO INT | . |  | INT 0307 | 5414823278402 | FBR-B | IP20 | LED Technology | 2700K | 80 | 20 | .
414 242 822 FG-B | MIDISPY CLIP 82720 FG-B | 337.68 | . | SPY | SPY MIDI CLIP | ICS | PRO INT | . |  | INT 0307 | 5414823278419 | FG-B | IP20 | LED Technology | 2700K | 80 | 20 | .
414 242 822 W-B | MIDISPY CLIP 82720 W-B | 290.55 | . | SPY | SPY MIDI CLIP | ICS | PRO INT | . |  | INT 0307 | 5414823192777 | W-B | IP20 | LED Technology | 2700K | 80 | 20 | .
414 242 822 W-W | MIDISPY CLIP 82720 W-W | 290.55 | . | SPY | SPY MIDI CLIP | ICS | PRO INT | . |  | INT 0307 | 5414823192784 | W-W | IP20 | LED Technology | 2700K | 80 | 20 | .
414 242 832 B-B | MIDISPY CLIP 83020 B-B | 290.55 | . | SPY | SPY MIDI CLIP | ICS | PRO INT | . |  | INT 0307 | 5414823192791 | B-B | IP20 | LED Technology | 3000K | 80 | 20 | .
414 242 832 FBR-B | MIDISPY CLIP 83020 FBR-B | 337.68 | . | SPY | SPY MIDI CLIP | ICS | PRO INT | . |  | INT 0307 | 5414823278426 | FBR-B | IP20 | LED Technology | 3000K | 80 | 20 | .
414 242 832 FG-B | MIDISPY CLIP 83020 FG-B | 337.68 | . | SPY | SPY MIDI CLIP | ICS | PRO INT | . |  | INT 0307 | 5414823278433 | FG-B | IP20 | LED Technology | 3000K | 80 | 20 | .
414 242 832 W-B | MIDISPY CLIP 83020 W-B | 290.55 | . | SPY | SPY MIDI CLIP | ICS | PRO INT | . |  | INT 0307 | 5414823181399 | W-B | IP20 | LED Technology | 3000K | 80 | 20 | .
414 242 832 W-W | MIDISPY CLIP 83020 W-W | 290.55 | . | SPY | SPY MIDI CLIP | ICS | PRO INT | . |  | INT 0307 | 5414823181665 | W-W | IP20 | LED Technology | 3000K | 80 | 20 | .
414 241 923 B-B | MIDISPY CLIP 92740 B-B | 294.12 | . | SPY | SPY MIDI CLIP | ICS | PRO INT | . |  | INT 0307 | 5414823192708 | B-B | IP20 | LED Technology | 2700K | 90 | 40 | .
414 241 923 FBR-B | MIDISPY CLIP 92740 FBR-B | 341.25 | . | SPY | SPY MIDI CLIP | ICS | PRO INT | . |  | INT 0307 | 5414823278365 | FBR-B | IP20 | LED Technology | 2700K | 90 | 40 | .
414 241 923 FG-B | MIDISPY CLIP 92740 FG-B | 341.25 | . | SPY | SPY MIDI CLIP | ICS | PRO INT | . |  | INT 0307 | 5414823278372 | FG-B | IP20 | LED Technology | 2700K | 90 | 40 | .
414 241 923 W-B | MIDISPY CLIP 92740 W-B | 294.12 | . | SPY | SPY MIDI CLIP | ICS | PRO INT | . |  | INT 0307 | 5414823192715 | W-B | IP20 | LED Technology | 2700K | 90 | 40 | .
414 241 923 W-W | MIDISPY CLIP 92740 W-W | 294.12 | . | SPY | SPY MIDI CLIP | ICS | PRO INT | . |  | INT 0307 | 5414823192722 | W-W | IP20 | LED Technology | 2700K | 90 | 40 | .
414 241 933 B-B | MIDISPY CLIP 93040 B-B | 294.12 | . | SPY | SPY MIDI CLIP | ICS | PRO INT | . |  | INT 0307 | 5414823192739 | B-B | IP20 | LED Technology | 3000K | 90 | 40 | .
414 241 933 FBR-B | MIDISPY CLIP 93040 FBR-B | 341.25 | . | SPY | SPY MIDI CLIP | ICS | PRO INT | . |  | INT 0307 | 5414823278389 | FBR-B | IP20 | LED Technology | 3000K | 90 | 40 | .
414 241 933 FG-B | MIDISPY CLIP 93040 FG-B | 341.25 | . | SPY | SPY MIDI CLIP | ICS | PRO INT | . |  | INT 0307 | 5414823278396 | FG-B | IP20 | LED Technology | 3000K | 90 | 40 | .
414 241 933 W-B | MIDISPY CLIP 93040 W-B | 294.12 | . | SPY | SPY MIDI CLIP | ICS | PRO INT | . |  | INT 0307 | 5414823192746 | W-B | IP20 | LED Technology | 3000K | 90 | 40 | .
414 241 933 W-W | MIDISPY CLIP 93040 W-W | 294.12 | . | SPY | SPY MIDI CLIP | ICS | PRO INT | . |  | INT 0307 | 5414823192753 | W-W | IP20 | LED Technology | 3000K | 90 | 40 | .
JAC 241 923 MDL B | MIDISPY JAC 92740 MDL B | 266.06 | . | SPY | SPY MIDI JAC | ICS | PRO INT | . |  | INT 0307 | 5414823257810 | B | IP20 | LED Technology | 2700K | 90 | 40 | .
JAC 241 923 MDL W | MIDISPY JAC 92740 MDL W | 266.06 | . | SPY | SPY MIDI JAC | ICS | PRO INT | . |  | INT 0307 | 5414823257827 | W | IP20 | LED Technology | 2700K | 90 | 40 | .
JAC 241 933 MDL B | MIDISPY JAC 93040 MDL B | 266.06 | . | SPY | SPY MIDI JAC | ICS | PRO INT | . |  | INT 0307 | 5414823257834 | B | IP20 | LED Technology | 3000K | 90 | 40 | .
JAC 241 933 MDL W | MIDISPY JAC 93040 MDL W | 266.06 | . | SPY | SPY MIDI JAC | ICS | PRO INT | . |  | INT 0307 | 5414823257841 | W | IP20 | LED Technology | 3000K | 90 | 40 | .
M10 241 923 B | MIDISPY M10 92740 B | 230.41 | . | SPY | SPY MIDI M10 | ICS | PRO INT | . |  | PRO 0844 | 5414823214233 | B | IP20 | LED Technology | 2700K | 90 | 40 | .
M10 241 923 W | MIDISPY M10 92740 W | 230.41 | . | SPY | SPY MIDI M10 | ICS | PRO INT | . |  | PRO 0844 | 5414823214240 | W | IP20 | LED Technology | 2700K | 90 | 40 | .
M10 241 933 B | MIDISPY M10 93040 B | 230.41 | . | SPY | SPY MIDI M10 | ICS | PRO INT | . |  | PRO 0844 | 5414823214257 | B | IP20 | LED Technology | 3000K | 90 | 40 | .
M10 241 933 W | MIDISPY M10 93040 W | 230.41 | . | SPY | SPY MIDI M10 | ICS | PRO INT | . |  | PRO 0844 | 5414823214264 | W | IP20 | LED Technology | 3000K | 90 | 40 | .
414 262 822 B | MIDISPY ON 82720 B | 310.54 | . | SPY | SPY MIDI ON | ICS | PRO INT | . |  | INT 0307 | 5414823193460 | B | IP20 | LED Technology | 2700K | 80 | 20 | .
414 262 822 FBR | MIDISPY ON 82720 FBR | 357.67 | . | SPY | SPY MIDI ON | ICS | PRO INT | . |  | INT 0307 | 5414823278488 | FBR | IP20 | LED Technology | 2700K | 80 | 20 | .
414 262 822 FG | MIDISPY ON 82720 FG | 357.67 | . | SPY | SPY MIDI ON | ICS | PRO INT | . |  | INT 0307 | 5414823278495 | FG | IP20 | LED Technology | 2700K | 80 | 20 | .
414 262 822 W | MIDISPY ON 82720 W | 310.54 | . | SPY | SPY MIDI ON | ICS | PRO INT | . |  | INT 0307 | 5414823193477 | W | IP20 | LED Technology | 2700K | 80 | 20 | .
414 262 832 B | MIDISPY ON 83020 B | 310.54 | . | SPY | SPY MIDI ON | ICS | PRO INT | . |  | INT 0307 | 5414823193507 | B | IP20 | LED Technology | 3000K | 80 | 20 | .
414 262 832 FBR | MIDISPY ON 83020 FBR | 357.67 | . | SPY | SPY MIDI ON | ICS | PRO INT | . |  | INT 0307 | 5414823278501 | FBR | IP20 | LED Technology | 3000K | 80 | 20 | .
414 262 832 FG | MIDISPY ON 83020 FG | 357.67 | . | SPY | SPY MIDI ON | ICS | PRO INT | . |  | INT 0307 | 5414823278518 | FG | IP20 | LED Technology | 3000K | 80 | 20 | .
414 262 832 W | MIDISPY ON 83020 W | 310.54 | . | SPY | SPY MIDI ON | ICS | PRO INT | . |  | INT 0307 | 5414823193514 | W | IP20 | LED Technology | 3000K | 80 | 20 | .
414 261 923 B | MIDISPY ON 92740 B | 314.12 | . | SPY | SPY MIDI ON | ICS | PRO INT | . |  | INT 0307 | 5414823193385 | B | IP20 | LED Technology | 2700K | 90 | 40 | .
414 261 923 FBR | MIDISPY ON 92740 FBR | 361.25 | . | SPY | SPY MIDI ON | ICS | PRO INT | . |  | INT 0307 | 5414823278440 | FBR | IP20 | LED Technology | 2700K | 90 | 40 | .
414 261 923 FG | MIDISPY ON 92740 FG | 361.25 | . | SPY | SPY MIDI ON | ICS | PRO INT | . |  | INT 0307 | 5414823278457 | FG | IP20 | LED Technology | 2700K | 90 | 40 | .
414 261 923 W | MIDISPY ON 92740 W | 314.12 | . | SPY | SPY MIDI ON | ICS | PRO INT | . |  | INT 0307 | 5414823193392 | W | IP20 | LED Technology | 2700K | 90 | 40 | .
414 261 933 B | MIDISPY ON 93040 B | 314.12 | . | SPY | SPY MIDI ON | ICS | PRO INT | . |  | INT 0307 | 5414823193422 | B | IP20 | LED Technology | 3000K | 90 | 40 | .
414 261 933 FBR | MIDISPY ON 93040 FBR | 361.25 | . | SPY | SPY MIDI ON | ICS | PRO INT | . |  | INT 0307 | 5414823278464 | FBR | IP20 | LED Technology | 3000K | 90 | 40 | .
414 261 933 FG | MIDISPY ON 93040 FG | 361.25 | . | SPY | SPY MIDI ON | ICS | PRO INT | . |  | INT 0307 | 5414823278471 | FG | IP20 | LED Technology | 3000K | 90 | 40 | .
414 261 933 W | MIDISPY ON 93040 W | 314.12 | . | SPY | SPY MIDI ON | ICS | PRO INT | . |  | INT 0307 | 5414823193439 | W | IP20 | LED Technology | 3000K | 90 | 40 | .
414 259 1923 ED8 B | MIDISPY ON 1 92740 DIM8 B | 391.73 | . | SPY | SPY MIDI ON 1 | ICS | PRO INT | . |  | INT 0309 | 5414823250354 | B | IP20 | LED Technology | 2700K | 90 | 40 | .
414 259 1923 ED8 W | MIDISPY ON 1 92740 DIM8 W | 391.73 | . | SPY | SPY MIDI ON 1 | ICS | PRO INT | . |  | INT 0309 | 5414823250361 | W | IP20 | LED Technology | 2700K | 90 | 40 | .
414 259 1933 ED8 B | MIDISPY ON 1 93040 DIM8 B | 391.73 | . | SPY | SPY MIDI ON 1 | ICS | PRO INT | . |  | INT 0309 | 5414823250378 | B | IP20 | LED Technology | 3000K | 90 | 40 | .
414 259 1933 ED8 W | MIDISPY ON 1 93040 DIM8 W | 391.73 | . | SPY | SPY MIDI ON 1 | ICS | PRO INT | . |  | INT 0309 | 5414823250385 | W | IP20 | LED Technology | 3000K | 90 | 40 | .
414 259 2923 ED8 B | MIDISPY ON 2 92740 DIM8 B | 725.23 | . | SPY | SPY MIDI ON 2 | ICS | PRO INT | . |  | INT 0309 | 5414823250392 | B | IP20 | LED Technology | 2700K | 90 | 40 | .
414 259 2923 ED8 W | MIDISPY ON 2 92740 DIM8 W | 725.23 | . | SPY | SPY MIDI ON 2 | ICS | PRO INT | . |  | INT 0309 | 5414823250408 | W | IP20 | LED Technology | 2700K | 90 | 40 | .
414 259 2933 ED8 B | MIDISPY ON 2 93040 DIM8 B | 725.23 | . | SPY | SPY MIDI ON 2 | ICS | PRO INT | . |  | INT 0309 | 5414823250415 | B | IP20 | LED Technology | 3000K | 90 | 40 | .
414 259 2933 ED8 W | MIDISPY ON 2 93040 DIM8 W | 725.23 | . | SPY | SPY MIDI ON 2 | ICS | PRO INT | . |  | INT 0309 | 5414823250422 | W | IP20 | LED Technology | 3000K | 90 | 40 | .
414 259 3923 ED8 B | MIDISPY ON 3 92740 DIM8 B | 1078.37 | . | SPY | SPY MIDI ON 3 | ICS | PRO INT | . |  | INT 0309 | 5414823250439 | B | IP20 | LED Technology | 2700K | 90 | 40 | .
414 259 3923 ED8 W | MIDISPY ON 3 92740 DIM8 W | 1078.37 | . | SPY | SPY MIDI ON 3 | ICS | PRO INT | . |  | INT 0309 | 5414823250446 | W | IP20 | LED Technology | 2700K | 90 | 40 | .
414 259 3933 ED8 B | MIDISPY ON 3 93040 DIM8 B | 1078.37 | . | SPY | SPY MIDI ON 3 | ICS | PRO INT | . |  | INT 0309 | 5414823250453 | B | IP20 | LED Technology | 3000K | 90 | 40 | .
414 259 3933 ED8 W | MIDISPY ON 3 93040 DIM8 W | 1078.37 | . | SPY | SPY MIDI ON 3 | ICS | PRO INT | . |  | INT 0309 | 5414823250460 | W | IP20 | LED Technology | 3000K | 90 | 40 | .
414 232 822 W-W | MIDISPY ST 82720 W-W | 294.67 | . | SPY | SPY MIDI ST | ICR | PRO INT | . |  | INT 0127 | 5414823278341 | W-W | IP20 | LED Technology | 2700K | 80 | 20 | .
414 232 832 W-W | MIDISPY ST 83020 W-W | 294.67 | . | SPY | SPY MIDI ST | ICR | PRO INT | . |  | INT 0127 | 5414823278358 | W-W | IP20 | LED Technology | 3000K | 80 | 20 | .
414 231 923 W-W | MIDISPY ST 92740 W-W | 266.95 | . | SPY | SPY MIDI ST | ICR | PRO INT | . |  | INT 0127 | 5414823278327 | W-W | IP20 | LED Technology | 2700K | 90 | 40 | .
414 231 933 W-W | MIDISPY ST 93040 W-W | 266.95 | . | SPY | SPY MIDI ST | ICR | PRO INT | . |  | INT 0127 | 5414823278334 | W-W | IP20 | LED Technology | 3000K | 90 | 40 | .
414 222 822 B | MIDISPY TRIMLESS 82720 B | 343.72 | . | SPY | SPY MIDI TRIMLESS | ICR | PRO INT | . |  | INT 0129 | 5414823192616 | B | IP20 | LED Technology | 2700K | 80 | 20 | .
414 222 822 W | MIDISPY TRIMLESS 82720 W | 343.72 | . | SPY | SPY MIDI TRIMLESS | ICR | PRO INT | . |  | INT 0129 | 5414823192623 | W | IP20 | LED Technology | 2700K | 80 | 20 | .
414 222 832 B | MIDISPY TRIMLESS 83020 B | 343.72 | . | SPY | SPY MIDI TRIMLESS | ICR | PRO INT | . |  | INT 0129 | 5414823192630 | B | IP20 | LED Technology | 3000K | 80 | 20 | .
414 222 832 W | MIDISPY TRIMLESS 83020 W | 343.72 | . | SPY | SPY MIDI TRIMLESS | ICR | PRO INT | . |  | INT 0129 | 5414823192647 | W | IP20 | LED Technology | 3000K | 80 | 20 | .
414 221 923 B | MIDISPY TRIMLESS 92740 B | 301.33 | . | SPY | SPY MIDI TRIMLESS | ICR | PRO INT | . |  | INT 0129 | 5414823192579 | B | IP20 | LED Technology | 2700K | 90 | 40 | .
414 221 923 W | MIDISPY TRIMLESS 92740 W | 301.33 | . | SPY | SPY MIDI TRIMLESS | ICR | PRO INT | . |  | INT 0129 | 5414823192586 | W | IP20 | LED Technology | 2700K | 90 | 40 | .
414 221 933 B | MIDISPY TRIMLESS 93040 B | 301.33 | . | SPY | SPY MIDI TRIMLESS | ICR | PRO INT | . |  | INT 0129 | 5414823192593 | B | IP20 | LED Technology | 3000K | 90 | 40 | .
414 221 933 W | MIDISPY TRIMLESS 93040 W | 301.33 | . | SPY | SPY MIDI TRIMLESS | ICR | PRO INT | . |  | INT 0129 | 5414823192609 | W | IP20 | LED Technology | 3000K | 90 | 40 | .
414 212 822 B | MIDISPY TRIMLESS IN 82720 B | 273.1 | . | SPY | SPY MIDI TRIMLESS | ICR | PRO INT | . |  | INT 0127 | 5414823278280 | B | IP20 | LED Technology | 2700K | 80 | 20 | .
414 212 822 W | MIDISPY TRIMLESS IN 82720 W | 273.1 | . | SPY | SPY MIDI TRIMLESS | ICR | PRO INT | . |  | INT 0127 | 5414823278297 | W | IP20 | LED Technology | 2700K | 80 | 20 | .
414 212 832 B | MIDISPY TRIMLESS IN 83020 B | 273.1 | . | SPY | SPY MIDI TRIMLESS | ICR | PRO INT | . |  | INT 0127 | 5414823278303 | B | IP20 | LED Technology | 3000K | 80 | 20 | .
414 212 832 W | MIDISPY TRIMLESS IN 83020 W | 273.1 | . | SPY | SPY MIDI TRIMLESS | ICR | PRO INT | . |  | INT 0127 | 5414823278310 | W | IP20 | LED Technology | 3000K | 80 | 20 | .
414 211 923 B | MIDISPY TRIMLESS IN 92740 B | 246.79 | . | SPY | SPY MIDI TRIMLESS | ICR | PRO INT | . |  | INT 0127 | 5414823278242 | B | IP20 | LED Technology | 2700K | 90 | 40 | .
414 211 923 W | MIDISPY TRIMLESS IN 92740 W | 246.79 | . | SPY | SPY MIDI TRIMLESS | ICR | PRO INT | . |  | INT 0127 | 5414823278259 | W | IP20 | LED Technology | 2700K | 90 | 40 | .
414 211 933 B | MIDISPY TRIMLESS IN 93040 B | 246.79 | . | SPY | SPY MIDI TRIMLESS | ICR | PRO INT | . |  | INT 0127 | 5414823278266 | B | IP20 | LED Technology | 3000K | 90 | 40 | .
414 211 933 W | MIDISPY TRIMLESS IN 93040 W | 246.79 | . | SPY | SPY MIDI TRIMLESS | ICR | PRO INT | . |  | INT 0127 | 5414823278273 | W | IP20 | LED Technology | 3000K | 90 | 40 | .
414 13 839 W-W | MINISPY W-W | 283.89 | . | SPY | SPY MINI | ICR | PRO INT | . |  | INT 0125 | 5414823164934 | W-W | IP20 | LED Technology | 3000K | 80 | 19 | .
414 361 811 921 B | SPY ON 92718 B | 292.26 | . | SPY | SPY ON | ICS | PRO INT | . |  | INT 0313 | 5414823251184 | B | IP20 | LED Technology | 2700K | 90 | 18 | .
414 361 811 921 FBR | SPY ON 92718 FBR | 339.38 | . | SPY | SPY ON | ICS | PRO INT | . |  | INT 0313 | 5414823278785 | FBR | IP20 | LED Technology | 2700K | 90 | 18 | .
414 361 811 921 FG | SPY ON 92718 FG | 339.38 | . | SPY | SPY ON | ICS | PRO INT | . |  | INT 0313 | 5414823278792 | FG | IP20 | LED Technology | 2700K | 90 | 18 | .
414 361 811 921 W | SPY ON 92718 W | 292.26 | . | SPY | SPY ON | ICS | PRO INT | . |  | INT 0313 | 5414823251191 | W | IP20 | LED Technology | 2700K | 90 | 18 | .
414 361 811 922 B | SPY ON 92733 B | 292.26 | . | SPY | SPY ON | ICS | PRO INT | . |  | INT 0313 | 5414823251238 | B | IP20 | LED Technology | 2700K | 90 | 33 | .
414 361 811 922 FBR | SPY ON 92733 FBR | 339.38 | . | SPY | SPY ON | ICS | PRO INT | . |  | INT 0313 | 5414823278808 | FBR | IP20 | LED Technology | 2700K | 90 | 33 | .
414 361 811 922 FG | SPY ON 92733 FG | 339.38 | . | SPY | SPY ON | ICS | PRO INT | . |  | INT 0313 | 5414823278815 | FG | IP20 | LED Technology | 2700K | 90 | 33 | .
414 361 811 922 W | SPY ON 92733 W | 292.26 | . | SPY | SPY ON | ICS | PRO INT | . |  | INT 0313 | 5414823251245 | W | IP20 | LED Technology | 2700K | 90 | 33 | .
414 361 811 931 B | SPY ON 93018 B | 292.26 | . | SPY | SPY ON | ICS | PRO INT | . |  | INT 0313 | 5414823251283 | B | IP20 | LED Technology | 3000K | 90 | 18 | .
414 361 811 931 FBR | SPY ON 93018 FBR | 339.38 | . | SPY | SPY ON | ICS | PRO INT | . |  | INT 0313 | 5414823278822 | FBR | IP20 | LED Technology | 3000K | 90 | 18 | .
414 361 811 931 FG | SPY ON 93018 FG | 339.38 | . | SPY | SPY ON | ICS | PRO INT | . |  | INT 0313 | 5414823278839 | FG | IP20 | LED Technology | 3000K | 90 | 18 | .
414 361 811 931 W | SPY ON 93018 W | 292.26 | . | SPY | SPY ON | ICS | PRO INT | . |  | INT 0313 | 5414823251290 | W | IP20 | LED Technology | 3000K | 90 | 18 | .
414 361 811 932 B | SPY ON 93033 B | 292.26 | . | SPY | SPY ON | ICS | PRO INT | . |  | INT 0313 | 5414823251344 | B | IP20 | LED Technology | 3000K | 90 | 33 | .
414 361 811 932 FBR | SPY ON 93033 FBR | 339.38 | . | SPY | SPY ON | ICS | PRO INT | . |  | INT 0313 | 5414823278846 | FBR | IP20 | LED Technology | 3000K | 90 | 33 | .
414 361 811 932 FG | SPY ON 93033 FG | 339.38 | . | SPY | SPY ON | ICS | PRO INT | . |  | INT 0313 | 5414823278853 | FG | IP20 | LED Technology | 3000K | 90 | 33 | .
414 361 811 932 W | SPY ON 93033 W | 292.26 | . | SPY | SPY ON | ICS | PRO INT | . |  | INT 0313 | 5414823251351 | W | IP20 | LED Technology | 3000K | 90 | 33 | .
414 62 00 B | SPY ON Hi B | 189.5 | . | SPY | SPY ON | ICS | PRO INT | . |  | INT 0313 | 5414823213762 | B | IP20 | Halogen Mains-Voltage | . | . | . | .
414 62 00 W | SPY ON Hi W | 189.5 | . | SPY | SPY ON | ICS | PRO INT | . |  | INT 0313 | 5414823213779 | W | IP20 | Halogen Mains-Voltage | . | . | . | .
414 361 21 921 B | SPY ON HP 92733 B | 330.11 | . | SPY | SPY ON | ICS | PRO INT | . |  | INT 0313 | 5414823194535 | B | IP20 | LED Technology | 2700K | 90 | 33 | .
414 361 21 921 FBR | SPY ON HP 92733 FBR | 377.24 | . | SPY | SPY ON | ICS | PRO INT | . |  | INT 0313 | 5414823278747 | FBR | IP20 | LED Technology | 2700K | 90 | 33 | .
414 361 21 921 FG | SPY ON HP 92733 FG | 377.24 | . | SPY | SPY ON | ICS | PRO INT | . |  | INT 0313 | 5414823278754 | FG | IP20 | LED Technology | 2700K | 90 | 33 | .
414 361 21 921 W | SPY ON HP 92733 W | 330.11 | . | SPY | SPY ON | ICS | PRO INT | . |  | INT 0313 | 5414823194542 | W | IP20 | LED Technology | 2700K | 90 | 33 | .
414 361 21 931 B | SPY ON HP 93033 B | 330.11 | . | SPY | SPY ON | ICS | PRO INT | . |  | INT 0313 | 5414823194597 | B | IP20 | LED Technology | 3000K | 90 | 33 | .
414 361 21 931 FBR | SPY ON HP 93033 FBR | 377.24 | . | SPY | SPY ON | ICS | PRO INT | . |  | INT 0313 | 5414823278761 | FBR | IP20 | LED Technology | 3000K | 90 | 33 | .
414 361 21 931 FG | SPY ON HP 93033 FG | 377.24 | . | SPY | SPY ON | ICS | PRO INT | . |  | INT 0313 | 5414823278778 | FG | IP20 | LED Technology | 3000K | 90 | 33 | .
414 361 21 931 W | SPY ON HP 93033 W | 330.11 | . | SPY | SPY ON | ICS | PRO INT | . |  | INT 0313 | 5414823194603 | W | IP20 | LED Technology | 3000K | 90 | 33 | .
19876 9228 B | SPY S 92733 DIM8 B | 249.87 | . | SPY | SPY ON | ICS | PRO INT | Æ |  | INT 0313 | 5414823312724 | B | IP20 | LED Technology | 2700K | 90 | 33 | 279 72 811 922 B-MMAT
19876 9228 W | SPY S 92733 DIM8 W | 249.87 | . | SPY | SPY ON | ICS | PRO INT | Æ |  | INT 0313 | 5414823323058 | W | IP20 | LED Technology | 2700K | 90 | 33 | 279 72 811 922 W-B, 279 72 811 922 W-W
19876 9328 B | SPY S 93033 DIM8 B | 249.87 | . | SPY | SPY ON | ICS | PRO INT | Æ |  | INT 0313 | 5414823312199 | B | IP20 | LED Technology | 3000K | 90 | 33 | 279 72 811 932 B-MMAT
19876 9328 W | SPY S 93033 DIM8 W | 249.87 | . | SPY | SPY ON | ICS | PRO INT | Æ |  | INT 0313 | 5414823312205 | W | IP20 | LED Technology | 3000K | 90 | 33 | 279 72 811 932 W-B, 279 72 811 932 W-W
414 351 811 921 ED8 B | SPY ON 1 92718 DIM8 B | 408.57 | . | SPY | SPY ON 1 | ICS | PRO INT | . |  | INT 0317 | 5414823250750 | B | IP20 | LED Technology | 2700K | 90 | 18 | .
414 351 811 921 ED8 W | SPY ON 1 92718 DIM8 W | 408.57 | . | SPY | SPY ON 1 | ICS | PRO INT | . |  | INT 0317 | 5414823250767 | W | IP20 | LED Technology | 2700K | 90 | 18 | .
414 351 811 922 ED8 B | SPY ON 1 92733 DIM8 B | 408.57 | . | SPY | SPY ON 1 | ICS | PRO INT | . |  | INT 0317 | 5414823250774 | B | IP20 | LED Technology | 2700K | 90 | 33 | .
414 351 811 922 ED8 W | SPY ON 1 92733 DIM8 W | 408.57 | . | SPY | SPY ON 1 | ICS | PRO INT | . |  | INT 0317 | 5414823250781 | W | IP20 | LED Technology | 2700K | 90 | 33 | .
414 351 811 931 ED8 B | SPY ON 1 93018 DIM8 B | 408.57 | . | SPY | SPY ON 1 | ICS | PRO INT | . |  | INT 0317 | 5414823250798 | B | IP20 | LED Technology | 3000K | 90 | 18 | .
414 351 811 931 ED8 W | SPY ON 1 93018 DIM8 W | 408.57 | . | SPY | SPY ON 1 | ICS | PRO INT | . |  | INT 0317 | 5414823250804 | W | IP20 | LED Technology | 3000K | 90 | 18 | .
414 351 811 932 ED8 B | SPY ON 1 93033 DIM8 B | 408.57 | . | SPY | SPY ON 1 | ICS | PRO INT | . |  | INT 0317 | 5414823232534 | B | IP20 | LED Technology | 3000K | 90 | 33 | .
414 351 811 932 ED8 W | SPY ON 1 93033 DIM8 W | 408.57 | . | SPY | SPY ON 1 | ICS | PRO INT | . |  | INT 0317 | 5414823250811 | W | IP20 | LED Technology | 3000K | 90 | 33 | .
414 351 812 921 ED8 B | SPY ON 2 92718 DIM8 B | 655.87 | . | SPY | SPY ON 2 | ICS | PRO INT | . |  | INT 0317 | 5414823250828 | B | IP20 | LED Technology | 2700K | 90 | 18 | .
414 351 812 921 ED8 W | SPY ON 2 92718 DIM8 W | 655.87 | . | SPY | SPY ON 2 | ICS | PRO INT | . |  | INT 0317 | 5414823250835 | W | IP20 | LED Technology | 2700K | 90 | 18 | .
414 351 812 922 ED8 B | SPY ON 2 92733 DIM8 B | 655.87 | . | SPY | SPY ON 2 | ICS | PRO INT | . |  | INT 0317 | 5414823250842 | B | IP20 | LED Technology | 2700K | 90 | 33 | .
414 351 812 922 ED8 W | SPY ON 2 92733 DIM8 W | 655.87 | . | SPY | SPY ON 2 | ICS | PRO INT | . |  | INT 0317 | 5414823250859 | W | IP20 | LED Technology | 2700K | 90 | 33 | .
414 351 812 931 ED8 B | SPY ON 2 93018 DIM8 B | 655.87 | . | SPY | SPY ON 2 | ICS | PRO INT | . |  | INT 0317 | 5414823250866 | B | IP20 | LED Technology | 3000K | 90 | 18 | .
414 351 812 931 ED8 W | SPY ON 2 93018 DIM8 W | 655.87 | . | SPY | SPY ON 2 | ICS | PRO INT | . |  | INT 0317 | 5414823250873 | W | IP20 | LED Technology | 3000K | 90 | 18 | .
414 351 812 932 ED8 B | SPY ON 2 93033 DIM8 B | 655.87 | . | SPY | SPY ON 2 | ICS | PRO INT | . |  | INT 0317 | 5414823250880 | B | IP20 | LED Technology | 3000K | 90 | 33 | .
414 351 812 932 ED8 W | SPY ON 2 93033 DIM8 W | 655.87 | . | SPY | SPY ON 2 | ICS | PRO INT | . |  | INT 0317 | 5414823250897 | W | IP20 | LED Technology | 3000K | 90 | 33 | .
414 351 813 921 ED8 B | SPY ON 3 92718 DIM8 B | 962.17 | . | SPY | SPY ON 3 | ICS | PRO INT | . |  | INT 0317 | 5414823250903 | B | IP20 | LED Technology | 2700K | 90 | 18 | .
414 351 813 921 ED8 W | SPY ON 3 92718 DIM8 W | 962.17 | . | SPY | SPY ON 3 | ICS | PRO INT | . |  | INT 0317 | 5414823250910 | W | IP20 | LED Technology | 2700K | 90 | 18 | .
414 351 813 922 ED8 B | SPY ON 3 92733 DIM8 B | 962.17 | . | SPY | SPY ON 3 | ICS | PRO INT | . |  | INT 0317 | 5414823250927 | B | IP20 | LED Technology | 2700K | 90 | 33 | .
414 351 813 922 ED8 W | SPY ON 3 92733 DIM8 W | 962.17 | . | SPY | SPY ON 3 | ICS | PRO INT | . |  | INT 0317 | 5414823250934 | W | IP20 | LED Technology | 2700K | 90 | 33 | .
414 351 813 931 ED8 B | SPY ON 3 93018 DIM8 B | 962.17 | . | SPY | SPY ON 3 | ICS | PRO INT | . |  | INT 0317 | 5414823250941 | B | IP20 | LED Technology | 3000K | 90 | 18 | .
414 351 813 931 ED8 W | SPY ON 3 93018 DIM8 W | 962.17 | . | SPY | SPY ON 3 | ICS | PRO INT | . |  | INT 0317 | 5414823250958 | W | IP20 | LED Technology | 3000K | 90 | 18 | .
414 351 813 932 ED8 B | SPY ON 3 93033 DIM8 B | 962.17 | . | SPY | SPY ON 3 | ICS | PRO INT | . |  | INT 0317 | 5414823250965 | B | IP20 | LED Technology | 3000K | 90 | 33 | .
414 351 813 932 ED8 W | SPY ON 3 93033 DIM8 W | 962.17 | . | SPY | SPY ON 3 | ICS | PRO INT | . |  | INT 0317 | 5414823250972 | W | IP20 | LED Technology | 3000K | 90 | 33 | .
414 33 811 922 W-W | SPY ST 92733 W-W | 317.35 | . | SPY | SPY ST | ICR | PRO INT | . |  | INT 0131 | 5414823250545 | W-W | IP20 | LED Technology | 2700K | 90 | 33 | .
414 33 811 932 W-W | SPY ST 93033 W-W | 317.35 | . | SPY | SPY ST | ICR | PRO INT | . |  | INT 0131 | 5414823234620 | W-W | IP20 | LED Technology | 3000K | 90 | 33 | .
414 33 1902 W-W | SPY ST 9-SOFT W-W | 378.53 | . | SPY | SPY ST | ICR | PRO INT | . |  | INT 0131 | 5414823250538 | W-W | IP20 | LED Technology | 2700-1800 | 90 | 40 | .
414 31 811 922 B | SPY TRIMLESS 92733 B | 283.47 | . | SPY | SPY TRIMLESS | ICR | PRO INT | . |  | INT 0131 | 5414823250491 | B | IP20 | LED Technology | 2700K | 90 | 33 | .
414 31 811 922 W | SPY TRIMLESS 92733 W | 283.47 | . | SPY | SPY TRIMLESS | ICR | PRO INT | . |  | INT 0131 | 5414823250507 | W | IP20 | LED Technology | 2700K | 90 | 33 | .
414 31 811 932 B | SPY TRIMLESS 93033 B | 283.47 | . | SPY | SPY TRIMLESS | ICR | PRO INT | . |  | INT 0131 | 5414823250514 | B | IP20 | LED Technology | 3000K | 90 | 33 | .
414 31 811 932 W | SPY TRIMLESS 93033 W | 283.47 | . | SPY | SPY TRIMLESS | ICR | PRO INT | . |  | INT 0131 | 5414823250521 | W | IP20 | LED Technology | 3000K | 90 | 33 | .
414 31 1902 B | SPY TRIMLESS 9-SOFT B | 344.67 | . | SPY | SPY TRIMLESS | ICR | PRO INT | . |  | INT 0131 | 5414823250477 | B | IP20 | LED Technology | 2700-1800 | 90 | 40 | .
414 31 1902 W | SPY TRIMLESS 9-SOFT W | 344.67 | . | SPY | SPY TRIMLESS | ICR | PRO INT | . |  | INT 0131 | 5414823250484 | W | IP20 | LED Technology | 2700-1800 | 90 | 40 | .
20012 9300 A | SPYKER II 35 930 A | 487.24 | . | SPYKER | SPYKER II | EFS | PRO EXT | Æ |  | EXT 1027 | 5414823315169 | A | IP55 | LED Technology | 3000K | 90 | . | 222 613 12 A
20012 9300 N | SPYKER II 35 930 N | 487.24 | . | SPYKER | SPYKER II | EFS | PRO EXT | Æ |  | EXT 1027 | 5414823315176 | N | IP55 | LED Technology | 3000K | 90 | . | 222 613 12 N
20015 9300 A | SPYKER II 35 CENTRIC 930 A | 487.24 | . | SPYKER | SPYKER II | EFS | PRO EXT | Æ |  | EXT 1027 | 5414823315190 | A | IP55 | LED Technology | 3000K | 90 | . | .
20015 9300 N | SPYKER II 35 CENTRIC 930 N | 487.24 | . | SPYKER | SPYKER II | EFS | PRO EXT | Æ |  | EXT 1027 | 5414823312991 | N | IP55 | LED Technology | 3000K | 90 | . | .
20013 9300 A | SPYKER II 65 930 A | 550.33 | . | SPYKER | SPYKER II | EFS | PRO EXT | Æ |  | EXT 1027 | 5414823315183 | A | IP55 | LED Technology | 3000K | 90 | . | 222 616 12 A
20013 9300 N | SPYKER II 65 930 N | 550.33 | . | SPYKER | SPYKER II | EFS | PRO EXT | Æ |  | EXT 1027 | 5414823312984 | N | IP55 | LED Technology | 3000K | 90 | . | 222 616 12 N
20016 9300 A | SPYKER II 65 CENTRIC 930 A | 550.33 | . | SPYKER | SPYKER II | EFS | PRO EXT | Æ |  | EXT 1027 | 5414823315206 | A | IP55 | LED Technology | 3000K | 90 | . | .
20016 9300 N | SPYKER II 65 CENTRIC 930 N | 550.33 | . | SPYKER | SPYKER II | EFS | PRO EXT | Æ |  | EXT 1027 | 5414823315213 | N | IP55 | LED Technology | 3000K | 90 | . | .
270 73 130 N | STIEVIE 130 N | 520.95 | . | STIEVIE | STIEVIE | EFS | PRO EXT | . |  | EXT 1039 | 5414823243851 | N | IP65 | LED Technology | 3000K | 80 | . | .
270 73 075 N | STIEVIE 75 N | 417.09 | . | STIEVIE | STIEVIE | EFS | PRO EXT | . |  | EXT 1039 | 5414823243844 | N | IP65 | LED Technology | 3000K | 80 | . | .
232 20 83 N | STIG 830 N | 214.18 | . | STIG | STIG | EWS | PRO EXT | . |  | EXT 0955 | 5414823242427 | N | IP65 | LED Technology | 3000K | 80 | . | .
223 54 83 A | STIP W R 830 A | 239.7 | . | STIP | STIP | EWS | PRO EXT | . |  | EXT 0983 | 5414823275609 | A | IP55 | LED Technology | 3000K | 80 | . | .
223 54 83 N | STIP W R 830 N | 239.7 | . | STIP | STIP | EWS | PRO EXT | . |  | EXT 0983 | 5414823275616 | N | IP55 | LED Technology | 3000K | 80 | . | .
223 55 83 A | STIP W S 830 A | 274.62 | . | STIP | STIP | EWS | PRO EXT | . |  | EXT 0983 | 5414823275623 | A | IP55 | LED Technology | 3000K | 80 | . | .
223 55 83 N | STIP W S 830 N | 274.62 | . | STIP | STIP | EWS | PRO EXT | . |  | EXT 0983 | 5414823275630 | N | IP55 | LED Technology | 3000K | 80 | . | .
223 00 12 A | STRIPER A | 485.72 | . | STRIPER | STRIPER | EFS | PRO EXT | . |  | EXT 1071 | 5414823148118 | A | IP55 | LED Technology | 3000K | 80 | 4 | .
223 00 12 N | STRIPER N | 485.72 | . | STRIPER | STRIPER | EFS | PRO EXT | . |  | EXT 1071 | 5414823143304 | N | IP55 | LED Technology | 3000K | 80 | 4 | .
223 00 10 B | KAP STRIPER B | 22.06 | . | STRIPER | STRIPER ACC | LA | PRO EXT | . |  | LEFT | 5414823197208 | B | . | . | . | . | . | .
321 95 9528 ED1 B-W | SUPERDOME 9528 DIM1 B-W | 6553.94 | . | SUPERDOME | SUPERDOME | ICP | PRO INT | . |  | INT 0459 | 5414823167546 | B-W | IP20 | LED Technology | 3000K | 80 | . | .
321 95 9528 ED1 W-W | SUPERDOME 9528 DIM1 W-W | 6553.94 | . | SUPERDOME | SUPERDOME | ICP | PRO INT | . |  | INT 0459 | 5414823167553 | W-W | IP20 | LED Technology | 3000K | 80 | . | .
321 96 9528 ED1 B-W | SUPERDOME 9528 RECESSED DIM1 B-W | 6879.05 | . | SUPERDOME | SUPERDOME | ICR | PRO INT | . |  | INT 0225 | 5414823192173 | B-W | IP20 | LED Technology | 3000K | 80 | . | .
321 96 9528 ED1 W-W | SUPERDOME 9528 RECESSED DIM1 W-W | 6879.05 | . | SUPERDOME | SUPERDOME | ICR | PRO INT | . |  | INT 0225 | 5414823181368 | W-W | IP20 | LED Technology | 3000K | 80 | . | .
321 95 327 B-W | SUPERDOME E27 B-W | 5221.02 | . | SUPERDOME | SUPERDOME | ICP | PRO INT | . |  | INT 0459 | 5414823167522 | B-W | IP20 | Compact fluorescent | . | . | . | .
321 96 327 B-W | SUPERDOME E27 RECESSED B-W | 5302.04 | . | SUPERDOME | SUPERDOME | ICR | PRO INT | . |  | INT 0225 | 5414823192159 | B-W | IP20 | Compact fluorescent | . | . | . | .
321 96 327 W-W | SUPERDOME E27 RECESSED W-W | 5302.04 | . | SUPERDOME | SUPERDOME | ICR | PRO INT | . |  | INT 0225 | 5414823192166 | W-W | IP20 | Compact fluorescent | . | . | . | .
321 95 327 W-W | SUPERDOME E27 W-W | 5221.02 | . | SUPERDOME | SUPERDOME | ICP | PRO INT | . |  | INT 0459 | 5414823167539 | W-W | IP20 | Compact fluorescent | . | . | . | .
418 161 822 MDL B | SUPERLOOP-FIX 40 82720 MDL B | 244.51 | . | SUPERLOOP | SUPERLOOP FIX | ICP | PRO INT | . |  | INT 0382 | 5414823278945 | B | IP20 | LED Technology | 2700K | 80 | 20 | .
418 161 832 MDL B | SUPERLOOP-FIX 40 83020 MDL B | 244.51 | . | SUPERLOOP | SUPERLOOP FIX | ICP | PRO INT | . |  | INT 0382 | 5414823278952 | B | IP20 | LED Technology | 3000K | 80 | 20 | .
418 162 822 MDL B | SUPERLOOP-FIX 40 DOWN-UP 82720 MDL B | 289.09 | . | SUPERLOOP | SUPERLOOP FIX | ICP | PRO INT | . |  | INT 0382 | 5414823278969 | B | IP20 | LED Technology | 2700K | 80 | 20 | .
418 162 832 MDL B | SUPERLOOP-FIX 40 DOWN-UP 83020 MDL B | 289.09 | . | SUPERLOOP | SUPERLOOP FIX | ICP | PRO INT | . |  | INT 0382 | 5414823278976 | B | IP20 | LED Technology | 3000K | 80 | 20 | .
418 163 822 MDL B | SUPERLOOP-FIX 40 DOWN-UP GT 82720 MDL B | 287.63 | . | SUPERLOOP | SUPERLOOP FIX | ICP | PRO INT | . |  | INT 0382 | 5414823278990 | B | IP20 | LED Technology | 2700K | 80 | 20 | .
418 163 832 MDL B | SUPERLOOP-FIX 40 DOWN-UP GT 83020 MDL B | 287.63 | . | SUPERLOOP | SUPERLOOP FIX | ICP | PRO INT | . |  | INT 0382 | 5414823279003 | B | IP20 | LED Technology | 3000K | 80 | 20 | .
418 263 923 MDL B | SUPERLOOP-FIX 45 92740 MDL B | 241.79 | . | SUPERLOOP | SUPERLOOP FIX | ICP | PRO INT | . |  | INT 0382 | 5414823279010 | B | IP20 | LED Technology | 2700K | 90 | 40 | .
418 263 933 MDL B | SUPERLOOP-FIX 45 93040 MDL B | 241.79 | . | SUPERLOOP | SUPERLOOP FIX | ICP | PRO INT | . |  | INT 0382 | 5414823279027 | B | IP20 | LED Technology | 3000K | 90 | 40 | .
418 368 821 MDL BBR | SUPERLOOP-HEDRA ON 82715 MDL BBR | 449.14 | . | SUPERLOOP | SUPERLOOP HEDRA | ICP | PRO INT | . |  | INT 0381 | 5414823279324 | BBR | IP20 | LED Technology | 2700K | 80 | 8 | .
418 368 821 MDL GC | SUPERLOOP-HEDRA ON 82715 MDL GC | 368.23 | . | SUPERLOOP | SUPERLOOP HEDRA | ICP | PRO INT | . |  | INT 0381 | 5414823279331 | GC | IP20 | LED Technology | 2700K | 80 | 8 | .
418 368 831 MDL BBR | SUPERLOOP-HEDRA ON 83015 MDL BBR | 449.14 | . | SUPERLOOP | SUPERLOOP HEDRA | ICP | PRO INT | . |  | INT 0381 | 5414823279348 | BBR | IP20 | LED Technology | 3000K | 80 | 8 | .
418 368 831 MDL GC | SUPERLOOP-HEDRA ON 83015 MDL GC | 368.23 | . | SUPERLOOP | SUPERLOOP HEDRA | ICP | PRO INT | . |  | INT 0381 | 5414823279355 | GC | IP20 | LED Technology | 3000K | 80 | 8 | .
418 368 811 922 MDL BBR | SUPERLOOP-HEDRA ON 92733 MDL BBR | 429.27 | . | SUPERLOOP | SUPERLOOP HEDRA | ICP | PRO INT | . |  | INT 0381 | 5414823279287 | BBR | IP20 | LED Technology | 2700K | 90 | 33 | .
418 368 811 922 MDL GC | SUPERLOOP-HEDRA ON 92733 MDL GC | 348.35 | . | SUPERLOOP | SUPERLOOP HEDRA | ICP | PRO INT | . |  | INT 0381 | 5414823279294 | GC | IP20 | LED Technology | 2700K | 90 | 33 | .
418 368 811 932 MDL BBR | SUPERLOOP-HEDRA ON 93033 MDL BBR | 429.27 | . | SUPERLOOP | SUPERLOOP HEDRA | ICP | PRO INT | . |  | INT 0381 | 5414823279300 | BBR | IP20 | LED Technology | 3000K | 90 | 33 | .
418 368 811 932 MDL GC | SUPERLOOP-HEDRA ON 93033 MDL GC | 348.35 | . | SUPERLOOP | SUPERLOOP HEDRA | ICP | PRO INT | . |  | INT 0381 | 5414823279317 | GC | IP20 | LED Technology | 3000K | 90 | 33 | .
418 481 12 B | SUPERLOOP HC 120 MDL B | 1107.95 | . | SUPERLOOP | SUPERLOOP MDL HC R | ICP | PRO INT | . |  | INT 0379 | 5414823255441 | B | IP20 | . | . | . | . | .
418 481 12 FBR | SUPERLOOP HC 120 MDL FBR | 1318.16 | . | SUPERLOOP | SUPERLOOP MDL HC R | ICP | PRO INT | . |  | INT 0379 | 5414823279409 | FBR | IP20 | . | . | . | . | .
418 481 12 FG | SUPERLOOP HC 120 MDL FG | 1318.16 | . | SUPERLOOP | SUPERLOOP MDL HC R | ICP | PRO INT | . |  | INT 0379 | 5414823279416 | FG | IP20 | . | . | . | . | .
418 481 17 B | SUPERLOOP HC 170 MDL B | 1331.13 | . | SUPERLOOP | SUPERLOOP MDL HC R | ICP | PRO INT | . |  | INT 0379 | 5414823255458 | B | IP20 | . | . | . | . | .
418 481 17 FBR | SUPERLOOP HC 170 MDL FBR | 1675.02 | . | SUPERLOOP | SUPERLOOP MDL HC R | ICP | PRO INT | . |  | INT 0379 | 5414823279423 | FBR | IP20 | . | . | . | . | .
418 481 17 FG | SUPERLOOP HC 170 MDL FG | 1675.02 | . | SUPERLOOP | SUPERLOOP MDL HC R | ICP | PRO INT | . |  | INT 0379 | 5414823279430 | FG | IP20 | . | . | . | . | .
418 481 07 B | SUPERLOOP HC 70 MDL B | 783.16 | . | SUPERLOOP | SUPERLOOP MDL HC R | ICP | PRO INT | . |  | INT 0379 | 5414823237065 | B | IP20 | . | . | . | . | .
418 481 07 FBR | SUPERLOOP HC 70 MDL FBR | 937.29 | . | SUPERLOOP | SUPERLOOP MDL HC R | ICP | PRO INT | . |  | INT 0379 | 5414823279362 | FBR | IP20 | . | . | . | . | .
418 481 07 FG | SUPERLOOP HC 70 MDL FG | 937.29 | . | SUPERLOOP | SUPERLOOP MDL HC R | ICP | PRO INT | . |  | INT 0379 | 5414823279379 | FG | IP20 | . | . | . | . | .
418 481 09 B | SUPERLOOP HC 90 MDL B | 941.72 | . | SUPERLOOP | SUPERLOOP MDL HC R | ICP | PRO INT | . |  | INT 0379 | 5414823255465 | B | IP20 | . | . | . | . | .
418 481 09 FBR | SUPERLOOP HC 90 MDL FBR | 1116.59 | . | SUPERLOOP | SUPERLOOP MDL HC R | ICP | PRO INT | . |  | INT 0379 | 5414823279386 | FBR | IP20 | . | . | . | . | .
418 481 09 FG | SUPERLOOP HC 90 MDL FG | 1116.59 | . | SUPERLOOP | SUPERLOOP MDL HC R | ICP | PRO INT | . |  | INT 0379 | 5414823279393 | FG | IP20 | . | . | . | . | .
418 482 106 B | SUPERLOOP S HC 106 MDL B | 764.6 | . | SUPERLOOP | SUPERLOOP MDL HC S | ICP | PRO INT | . |  | INT 0379 | 5414823253461 | B | IP20 | . | . | . | . | .
418 482 109 B | SUPERLOOP S HC 109 MDL B | 1000.65 | . | SUPERLOOP | SUPERLOOP MDL HC S | ICP | PRO INT | . |  | INT 0379 | 5414823253478 | B | IP20 | . | . | . | . | .
418 482 211 B | SUPERLOOP S HC 211 MDL B | 804.28 | . | SUPERLOOP | SUPERLOOP MDL HC S | ICP | PRO INT | . |  | INT 0379 | 5414823253485 | B | IP20 | . | . | . | . | .
418 482 217 B | SUPERLOOP S HC 217 MDL B | 1061.28 | . | SUPERLOOP | SUPERLOOP MDL HC S | ICP | PRO INT | . |  | INT 0379 | 5414823253492 | B | IP20 | . | . | . | . | .
321 112 93 B | SUPERLOOP HC 120 SBL 930 B | 1365.26 | . | SUPERLOOP | SUPERLOOP SBL HC | ICP | PRO INT | . |  | INT 0385 | 5414823255472 | B | IP20 | LED Technology | 3000K | 90 | . | .
321 112 93 FBR | SUPERLOOP HC 120 SBL 930 FBR | 1578.99 | . | SUPERLOOP | SUPERLOOP SBL HC | ICP | PRO INT | . |  | INT 0385 | 5414823277306 | FBR | IP20 | LED Technology | 3000K | 90 | . | .
321 112 93 FG | SUPERLOOP HC 120 SBL 930 FG | 1578.99 | . | SUPERLOOP | SUPERLOOP SBL HC | ICP | PRO INT | . |  | INT 0385 | 5414823277313 | FG | IP20 | LED Technology | 3000K | 90 | . | .
321 112 93 W | SUPERLOOP HC 120 SBL 930 W | 1365.26 | . | SUPERLOOP | SUPERLOOP SBL HC | ICP | PRO INT | . |  | INT 0385 | 5414823247941 | W | IP20 | LED Technology | 3000K | 90 | . | .
321 117 93 B | SUPERLOOP HC 170 SBL 930 B | 1647.38 | . | SUPERLOOP | SUPERLOOP SBL HC | ICP | PRO INT | . |  | INT 0385 | 5414823247958 | B | IP20 | LED Technology | 3000K | 90 | . | .
321 117 93 FBR | SUPERLOOP HC 170 SBL 930 FBR | 1995.6 | . | SUPERLOOP | SUPERLOOP SBL HC | ICP | PRO INT | . |  | INT 0385 | 5414823277320 | FBR | IP20 | LED Technology | 3000K | 90 | . | .
321 117 93 FG | SUPERLOOP HC 170 SBL 930 FG | 1995.6 | . | SUPERLOOP | SUPERLOOP SBL HC | ICP | PRO INT | . |  | INT 0385 | 5414823277337 | FG | IP20 | LED Technology | 3000K | 90 | . | .
321 117 93 W | SUPERLOOP HC 170 SBL 930 W | 1647.38 | . | SUPERLOOP | SUPERLOOP SBL HC | ICP | PRO INT | . |  | INT 0385 | 5414823247965 | W | IP20 | LED Technology | 3000K | 90 | . | .
321 107 93 B | SUPERLOOP HC 70 SBL 930 B | 937.29 | . | SUPERLOOP | SUPERLOOP SBL HC | ICP | PRO INT | . |  | INT 0385 | 5414823255489 | B | IP20 | LED Technology | 3000K | 90 | . | .
321 107 93 FBR | SUPERLOOP HC 70 SBL 930 FBR | 1093.52 | . | SUPERLOOP | SUPERLOOP SBL HC | ICP | PRO INT | . |  | INT 0385 | 5414823277269 | FBR | IP20 | LED Technology | 3000K | 90 | . | .
321 107 93 FG | SUPERLOOP HC 70 SBL 930 FG | 1093.52 | . | SUPERLOOP | SUPERLOOP SBL HC | ICP | PRO INT | . |  | INT 0385 | 5414823277276 | FG | IP20 | LED Technology | 3000K | 90 | . | .
321 107 93 W | SUPERLOOP HC 70 SBL 930 W | 937.29 | . | SUPERLOOP | SUPERLOOP SBL HC | ICP | PRO INT | . |  | INT 0385 | 5414823247910 | W | IP20 | LED Technology | 3000K | 90 | . | .
321 109 93 B | SUPERLOOP HC 90 SBL 930 B | 1139.27 | . | SUPERLOOP | SUPERLOOP SBL HC | ICP | PRO INT | . |  | INT 0385 | 5414823247927 | B | IP20 | LED Technology | 3000K | 90 | . | .
321 109 93 FBR | SUPERLOOP HC 90 SBL 930 FBR | 1316.83 | . | SUPERLOOP | SUPERLOOP SBL HC | ICP | PRO INT | . |  | INT 0385 | 5414823277283 | FBR | IP20 | LED Technology | 3000K | 90 | . | .
321 109 93 FG | SUPERLOOP HC 90 SBL 930 FG | 1316.83 | . | SUPERLOOP | SUPERLOOP SBL HC | ICP | PRO INT | . |  | INT 0385 | 5414823277290 | FG | IP20 | LED Technology | 3000K | 90 | . | .
321 109 93 W | SUPERLOOP HC 90 SBL 930 W | 1139.27 | . | SUPERLOOP | SUPERLOOP SBL HC | ICP | PRO INT | . |  | INT 0385 | 5414823247934 | W | IP20 | LED Technology | 3000K | 90 | . | .
321 512 93 B | SUPERLOOP VC 120 SBL 930 B | 1459.69 | . | SUPERLOOP | SUPERLOOP SBL VC | ICP | PRO INT | . |  | INT 0387 | 5414823248122 | B | IP20 | LED Technology | 3000K | 90 | . | .
321 512 93 FBR | SUPERLOOP VC 120 SBL 930 FBR | 1674.72 | . | SUPERLOOP | SUPERLOOP SBL VC | ICP | PRO INT | . |  | INT 0387 | 5414823277528 | FBR | IP20 | LED Technology | 3000K | 90 | . | .
321 512 93 FG | SUPERLOOP VC 120 SBL 930 FG | 1674.72 | . | SUPERLOOP | SUPERLOOP SBL VC | ICP | PRO INT | . |  | INT 0387 | 5414823277535 | FG | IP20 | LED Technology | 3000K | 90 | . | .
321 512 93 W | SUPERLOOP VC 120 SBL 930 W | 1459.69 | . | SUPERLOOP | SUPERLOOP SBL VC | ICP | PRO INT | . |  | INT 0387 | 5414823248139 | W | IP20 | LED Technology | 3000K | 90 | . | .
321 507 93 B | SUPERLOOP VC 70 SBL 930 B | 1064.37 | . | SUPERLOOP | SUPERLOOP SBL VC | ICP | PRO INT | . |  | INT 0387 | 5414823248085 | B | IP20 | LED Technology | 3000K | 90 | . | .
321 507 93 FBR | SUPERLOOP VC 70 SBL 930 FBR | 1222.33 | . | SUPERLOOP | SUPERLOOP SBL VC | ICP | PRO INT | . |  | INT 0387 | 5414823277481 | FBR | IP20 | LED Technology | 3000K | 90 | . | .
321 507 93 FG | SUPERLOOP VC 70 SBL 930 FG | 1222.33 | . | SUPERLOOP | SUPERLOOP SBL VC | ICP | PRO INT | . |  | INT 0387 | 5414823277498 | FG | IP20 | LED Technology | 3000K | 90 | . | .
321 507 93 W | SUPERLOOP VC 70 SBL 930 W | 1064.37 | . | SUPERLOOP | SUPERLOOP SBL VC | ICP | PRO INT | . |  | INT 0387 | 5414823248092 | W | IP20 | LED Technology | 3000K | 90 | . | .
321 509 93 B | SUPERLOOP VC 90 SBL 930 B | 1266.33 | . | SUPERLOOP | SUPERLOOP SBL VC | ICP | PRO INT | . |  | INT 0387 | 5414823248108 | B | IP20 | LED Technology | 3000K | 90 | . | .
321 509 93 FBR | SUPERLOOP VC 90 SBL 930 FBR | 1445.64 | . | SUPERLOOP | SUPERLOOP SBL VC | ICP | PRO INT | . |  | INT 0387 | 5414823277504 | FBR | IP20 | LED Technology | 3000K | 90 | . | .
321 509 93 FG | SUPERLOOP VC 90 SBL 930 FG | 1445.64 | . | SUPERLOOP | SUPERLOOP SBL VC | ICP | PRO INT | . |  | INT 0387 | 5414823277511 | FG | IP20 | LED Technology | 3000K | 90 | . | .
321 509 93 W | SUPERLOOP VC 90 SBL 930 W | 1266.33 | . | SUPERLOOP | SUPERLOOP SBL VC | ICP | PRO INT | . |  | INT 0387 | 5414823248115 | W | IP20 | LED Technology | 3000K | 90 | . | .
321 412 93 B | SUPERLOOP VR 120 SBL 930 B | 1585.97 | . | SUPERLOOP | SUPERLOOP SBL VR | ICP | PRO INT | . |  | INT 0389 | 5414823248078 | B | IP20 | LED Technology | 3000K | 90 | . | .
321 412 93 FBR | SUPERLOOP VR 120 SBL 930 FBR | 1802.71 | . | SUPERLOOP | SUPERLOOP SBL VR | ICP | PRO INT | . |  | INT 0389 | 5414823277467 | FBR | IP20 | LED Technology | 3000K | 90 | . | .
321 412 93 FG | SUPERLOOP VR 120 SBL 930 FG | 1802.71 | . | SUPERLOOP | SUPERLOOP SBL VR | ICP | PRO INT | . |  | INT 0389 | 5414823277474 | FG | IP20 | LED Technology | 3000K | 90 | . | .
321 412 93 W | SUPERLOOP VR 120 SBL 930 W | 1585.97 | . | SUPERLOOP | SUPERLOOP SBL VR | ICP | PRO INT | . |  | INT 0389 | 5414823255496 | W | IP20 | LED Technology | 3000K | 90 | . | .
321 407 93 B | SUPERLOOP VR 70 SBL 930 B | 1158.01 | . | SUPERLOOP | SUPERLOOP SBL VR | ICP | PRO INT | . |  | INT 0389 | 5414823248054 | B | IP20 | LED Technology | 3000K | 90 | . | .
321 407 93 FBR | SUPERLOOP VR 70 SBL 930 FBR | 1317.25 | . | SUPERLOOP | SUPERLOOP SBL VR | ICP | PRO INT | . |  | INT 0389 | 5414823277429 | FBR | IP20 | LED Technology | 3000K | 90 | . | .
321 407 93 FG | SUPERLOOP VR 70 SBL 930 FG | 1317.25 | . | SUPERLOOP | SUPERLOOP SBL VR | ICP | PRO INT | . |  | INT 0389 | 5414823277436 | FG | IP20 | LED Technology | 3000K | 90 | . | .
321 407 93 W | SUPERLOOP VR 70 SBL 930 W | 1158.01 | . | SUPERLOOP | SUPERLOOP SBL VR | ICP | PRO INT | . |  | INT 0389 | 5414823255502 | W | IP20 | LED Technology | 3000K | 90 | . | .
321 409 93 B | SUPERLOOP VR 90 SBL 930 B | 1359.97 | . | SUPERLOOP | SUPERLOOP SBL VR | ICP | PRO INT | . |  | INT 0389 | 5414823248061 | B | IP20 | LED Technology | 3000K | 90 | . | .
321 409 93 FBR | SUPERLOOP VR 90 SBL 930 FBR | 1540.55 | . | SUPERLOOP | SUPERLOOP SBL VR | ICP | PRO INT | . |  | INT 0389 | 5414823277443 | FBR | IP20 | LED Technology | 3000K | 90 | . | .
321 409 93 FG | SUPERLOOP VR 90 SBL 930 FG | 1540.55 | . | SUPERLOOP | SUPERLOOP SBL VR | ICP | PRO INT | . |  | INT 0389 | 5414823277450 | FG | IP20 | LED Technology | 3000K | 90 | . | .
321 409 93 W | SUPERLOOP VR 90 SBL 930 W | 1359.97 | . | SUPERLOOP | SUPERLOOP SBL VR | ICP | PRO INT | . |  | INT 0389 | 5414823255519 | W | IP20 | LED Technology | 3000K | 90 | . | .
321 212 93 B | SUPERLOOP HC 120 SPR 930 B | 1467.35 | . | SUPERLOOP | SUPERLOOP SPR HC | ICP | PRO INT | . |  | INT 0385 | 5414823248016 | B | IP20 | LED Technology | 3000K | 90 | . | .
321 212 93 FBR | SUPERLOOP HC 120 SPR 930 FBR | 1682.48 | . | SUPERLOOP | SUPERLOOP SPR HC | ICP | PRO INT | . |  | INT 0385 | 5414823277382 | FBR | IP20 | LED Technology | 3000K | 90 | . | .
321 212 93 FG | SUPERLOOP HC 120 SPR 930 FG | 1682.48 | . | SUPERLOOP | SUPERLOOP SPR HC | ICP | PRO INT | . |  | INT 0385 | 5414823277399 | FG | IP20 | LED Technology | 3000K | 90 | . | .
321 212 93 W | SUPERLOOP HC 120 SPR 930 W | 1467.35 | . | SUPERLOOP | SUPERLOOP SPR HC | ICP | PRO INT | . |  | INT 0385 | 5414823248023 | W | IP20 | LED Technology | 3000K | 90 | . | .
321 217 93 B | SUPERLOOP HC 170 SPR 930 B | 1758.45 | . | SUPERLOOP | SUPERLOOP SPR HC | ICP | PRO INT | . |  | INT 0385 | 5414823248030 | B | IP20 | LED Technology | 3000K | 90 | . | .
321 217 93 FBR | SUPERLOOP HC 170 SPR 930 FBR | 2108.18 | . | SUPERLOOP | SUPERLOOP SPR HC | ICP | PRO INT | . |  | INT 0385 | 5414823277405 | FBR | IP20 | LED Technology | 3000K | 90 | . | .
321 217 93 FG | SUPERLOOP HC 170 SPR 930 FG | 2108.18 | . | SUPERLOOP | SUPERLOOP SPR HC | ICP | PRO INT | . |  | INT 0385 | 5414823277412 | FG | IP20 | LED Technology | 3000K | 90 | . | .
321 217 93 W | SUPERLOOP HC 170 SPR 930 W | 1758.45 | . | SUPERLOOP | SUPERLOOP SPR HC | ICP | PRO INT | . |  | INT 0385 | 5414823248047 | W | IP20 | LED Technology | 3000K | 90 | . | .
321 207 93 B | SUPERLOOP HC 70 SPR 930 B | 999.32 | . | SUPERLOOP | SUPERLOOP SPR HC | ICP | PRO INT | . |  | INT 0385 | 5414823247972 | B | IP20 | LED Technology | 3000K | 90 | . | .
321 207 93 FBR | SUPERLOOP HC 70 SPR 930 FBR | 1156.4 | . | SUPERLOOP | SUPERLOOP SPR HC | ICP | PRO INT | . |  | INT 0385 | 5414823277344 | FBR | IP20 | LED Technology | 3000K | 90 | . | .
321 207 93 FG | SUPERLOOP HC 70 SPR 930 FG | 1156.4 | . | SUPERLOOP | SUPERLOOP SPR HC | ICP | PRO INT | . |  | INT 0385 | 5414823277351 | FG | IP20 | LED Technology | 3000K | 90 | . | .
321 207 93 W | SUPERLOOP HC 70 SPR 930 W | 999.32 | . | SUPERLOOP | SUPERLOOP SPR HC | ICP | PRO INT | . |  | INT 0385 | 5414823247989 | W | IP20 | LED Technology | 3000K | 90 | . | .
321 209 93 B | SUPERLOOP HC 90 SPR 930 B | 1208.81 | . | SUPERLOOP | SUPERLOOP SPR HC | ICP | PRO INT | . |  | INT 0385 | 5414823247996 | B | IP20 | LED Technology | 3000K | 90 | . | .
321 209 93 FBR | SUPERLOOP HC 90 SPR 930 FBR | 1387.32 | . | SUPERLOOP | SUPERLOOP SPR HC | ICP | PRO INT | . |  | INT 0385 | 5414823277368 | FBR | IP20 | LED Technology | 3000K | 90 | . | .
321 209 93 FG | SUPERLOOP HC 90 SPR 930 FG | 1387.32 | . | SUPERLOOP | SUPERLOOP SPR HC | ICP | PRO INT | . |  | INT 0385 | 5414823277375 | FG | IP20 | LED Technology | 3000K | 90 | . | .
321 209 93 W | SUPERLOOP HC 90 SPR 930 W | 1208.81 | . | SUPERLOOP | SUPERLOOP SPR HC | ICP | PRO INT | . |  | INT 0385 | 5414823248009 | W | IP20 | LED Technology | 3000K | 90 | . | .
418 262 822 MDL B | SUPERLOOP-MIDISPY ON 82720 MDL B | 330.24 | . | SUPERLOOP | SUPERLOOP SPY | ICP | PRO INT | . |  | INT 0380 | 5414823253355 | B | IP20 | LED Technology | 2700K | 80 | 20 | .
418 262 832 MDL B | SUPERLOOP-MIDISPY ON 83020 MDL B | 330.24 | . | SUPERLOOP | SUPERLOOP SPY | ICP | PRO INT | . |  | INT 0380 | 5414823253362 | B | IP20 | LED Technology | 3000K | 80 | 20 | .
418 261 923 MDL B | SUPERLOOP-MIDISPY ON 92740 MDL B | 340.02 | . | SUPERLOOP | SUPERLOOP SPY | ICP | PRO INT | . |  | INT 0380 | 5414823253331 | B | IP20 | LED Technology | 2700K | 90 | 40 | .
418 261 933 MDL B | SUPERLOOP-MIDISPY ON 93040 MDL B | 340.02 | . | SUPERLOOP | SUPERLOOP SPY | ICP | PRO INT | . |  | INT 0380 | 5414823253348 | B | IP20 | LED Technology | 3000K | 90 | 40 | .
20547 9200 B | SUPERLOOP-SPY FOCUS ON LP 927 MDL B | 493.85 | . | SUPERLOOP | SUPERLOOP SPY | ICP | PRO INT | Æ |  | INT 0380 | 5414823315268 | B | IP20 | LED Technology | 2700K | 90 | 1144 | 418 365 811 92 MDL B
20547 9200 FBR | SUPERLOOP-SPY FOCUS ON LP 927 MDL FBR | 540.98 | . | SUPERLOOP | SUPERLOOP SPY | ICP | PRO INT | Æ |  | INT 0380 | 5414823315275 | FBR | IP20 | LED Technology | 2700K | 90 | 1144 | 418 365 811 92 MDL FBR
20547 9200 FG | SUPERLOOP-SPY FOCUS ON LP 927 MDL FG | 540.98 | . | SUPERLOOP | SUPERLOOP SPY | ICP | PRO INT | Æ |  | INT 0380 | 5414823315282 | FG | IP20 | LED Technology | 2700K | 90 | 1144 | 418 365 811 92 MDL FG
20547 9300 B | SUPERLOOP-SPY FOCUS ON LP 930 MDL B | 493.85 | . | SUPERLOOP | SUPERLOOP SPY | ICP | PRO INT | Æ |  | INT 0380 | 5414823315299 | B | IP20 | LED Technology | 3000K | 90 | 1144 | 418 365 811 93 MDL B
20547 9300 FBR | SUPERLOOP-SPY FOCUS ON LP 930 MDL FBR | 540.98 | . | SUPERLOOP | SUPERLOOP SPY | ICP | PRO INT | Æ |  | INT 0380 | 5414823315305 | FBR | IP20 | LED Technology | 3000K | 90 | 1144 | 418 365 811 93 MDL FBR
20547 9300 FG | SUPERLOOP-SPY FOCUS ON LP 930 MDL FG | 540.98 | . | SUPERLOOP | SUPERLOOP SPY | ICP | PRO INT | Æ |  | INT 0380 | 5414823315312 | FG | IP20 | LED Technology | 3000K | 90 | 1144 | 418 365 811 93 MDL FG
20546 9200 B | SUPERLOOP-SPY FOCUS ON MP 927 MDL B | 514.91 | . | SUPERLOOP | SUPERLOOP SPY | ICP | PRO INT | Æ |  | INT 0380 | 5414823305443 | B | IP20 | LED Technology | 2700K | 90 | 1144 | .
20546 9200 FBR | SUPERLOOP-SPY FOCUS ON MP 927 MDL FBR | 562.04 | . | SUPERLOOP | SUPERLOOP SPY | ICP | PRO INT | Æ |  | INT 0380 | 5414823315220 | FBR | IP20 | LED Technology | 2700K | 90 | 1144 | .
20546 9200 FG | SUPERLOOP-SPY FOCUS ON MP 927 MDL FG | 562.04 | . | SUPERLOOP | SUPERLOOP SPY | ICP | PRO INT | Æ |  | INT 0380 | 5414823315237 | FG | IP20 | LED Technology | 2700K | 90 | 1144 | .
20546 9300 B | SUPERLOOP-SPY FOCUS ON MP 930 MDL B | 514.91 | . | SUPERLOOP | SUPERLOOP SPY | ICP | PRO INT | Æ |  | INT 0380 | 5414823323065 | B | IP20 | LED Technology | 3000K | 90 | 1144 | .
20546 9300 FBR | SUPERLOOP-SPY FOCUS ON MP 930 MDL FBR | 562.04 | . | SUPERLOOP | SUPERLOOP SPY | ICP | PRO INT | Æ |  | INT 0380 | 5414823315244 | FBR | IP20 | LED Technology | 3000K | 90 | 1144 | .
20546 9300 FG | SUPERLOOP-SPY FOCUS ON MP 930 MDL FG | 562.04 | . | SUPERLOOP | SUPERLOOP SPY | ICP | PRO INT | Æ |  | INT 0380 | 5414823315251 | FG | IP20 | LED Technology | 3000K | 90 | 1144 | .
418 361 811 921 MDL B | SUPERLOOP-SPY ON 92718 MDL B | 319.02 | . | SUPERLOOP | SUPERLOOP SPY | ICP | PRO INT | . |  | INT 0380 | 5414823253386 | B | IP20 | LED Technology | 2700K | 90 | 18 | .
418 361 811 921 MDL FBR | SUPERLOOP-SPY ON 92718 MDL FBR | 366.15 | . | SUPERLOOP | SUPERLOOP SPY | ICP | PRO INT | . |  | INT 0380 | 5414823279089 | FBR | IP20 | LED Technology | 2700K | 90 | 18 | .
418 361 811 921 MDL FG | SUPERLOOP-SPY ON 92718 MDL FG | 366.15 | . | SUPERLOOP | SUPERLOOP SPY | ICP | PRO INT | . |  | INT 0380 | 5414823279096 | FG | IP20 | LED Technology | 2700K | 90 | 18 | .
418 361 811 922 MDL B | SUPERLOOP-SPY ON 92733 MDL B | 319.02 | . | SUPERLOOP | SUPERLOOP SPY | ICP | PRO INT | . |  | INT 0380 | 5414823253393 | B | IP20 | LED Technology | 2700K | 90 | 33 | .
418 361 811 922 MDL FBR | SUPERLOOP-SPY ON 92733 MDL FBR | 366.15 | . | SUPERLOOP | SUPERLOOP SPY | ICP | PRO INT | . |  | INT 0380 | 5414823279102 | FBR | IP20 | LED Technology | 2700K | 90 | 33 | .
418 361 811 922 MDL FG | SUPERLOOP-SPY ON 92733 MDL FG | 366.15 | . | SUPERLOOP | SUPERLOOP SPY | ICP | PRO INT | . |  | INT 0380 | 5414823279119 | FG | IP20 | LED Technology | 2700K | 90 | 33 | .
418 361 811 931 MDL B | SUPERLOOP-SPY ON 93018 MDL B | 319.02 | . | SUPERLOOP | SUPERLOOP SPY | ICP | PRO INT | . |  | INT 0380 | 5414823253409 | B | IP20 | LED Technology | 3000K | 90 | 18 | .
418 361 811 931 MDL FBR | SUPERLOOP-SPY ON 93018 MDL FBR | 366.15 | . | SUPERLOOP | SUPERLOOP SPY | ICP | PRO INT | . |  | INT 0380 | 5414823279126 | FBR | IP20 | LED Technology | 3000K | 90 | 18 | .
418 361 811 931 MDL FG | SUPERLOOP-SPY ON 93018 MDL FG | 366.15 | . | SUPERLOOP | SUPERLOOP SPY | ICP | PRO INT | . |  | INT 0380 | 5414823279133 | FG | IP20 | LED Technology | 3000K | 90 | 18 | .
418 361 811 932 MDL B | SUPERLOOP-SPY ON 93033 MDL B | 319.02 | . | SUPERLOOP | SUPERLOOP SPY | ICP | PRO INT | . |  | INT 0380 | 5414823253416 | B | IP20 | LED Technology | 3000K | 90 | 33 | .
418 361 811 932 MDL FBR | SUPERLOOP-SPY ON 93033 MDL FBR | 366.15 | . | SUPERLOOP | SUPERLOOP SPY | ICP | PRO INT | . |  | INT 0380 | 5414823279140 | FBR | IP20 | LED Technology | 3000K | 90 | 33 | .
418 361 811 932 MDL FG | SUPERLOOP-SPY ON 93033 MDL FG | 366.15 | . | SUPERLOOP | SUPERLOOP SPY | ICP | PRO INT | . |  | INT 0380 | 5414823279157 | FG | IP20 | LED Technology | 3000K | 90 | 33 | .
418 361 1902 MDL B | SUPERLOOP-SPY ON 9-SOFT MDL B | 380.21 | . | SUPERLOOP | SUPERLOOP SPY | ICP | PRO INT | . |  | INT 0380 | 5414823279034 | B | IP20 | LED Technology | 2700-1800 | 90 | 40 | .
418 361 21 921 MDL B | SUPERLOOP-SPY ON HP 92733 MDL B | 346.09 | . | SUPERLOOP | SUPERLOOP SPY | ICP | PRO INT | . |  | INT 0381 | 5414823253379 | B | IP20 | LED Technology | 2700K | 90 | 33 | .
418 361 21 921 MDL FBR | SUPERLOOP-SPY ON HP 92733 MDL FBR | 393.22 | . | SUPERLOOP | SUPERLOOP SPY | ICP | PRO INT | . |  | INT 0381 | 5414823279041 | FBR | IP20 | LED Technology | 2700K | 90 | 33 | .
418 361 21 921 MDL FG | SUPERLOOP-SPY ON HP 92733 MDL FG | 393.22 | . | SUPERLOOP | SUPERLOOP SPY | ICP | PRO INT | . |  | INT 0381 | 5414823279058 | FG | IP20 | LED Technology | 2700K | 90 | 33 | .
418 361 21 931 MDL B | SUPERLOOP-SPY ON HP 93033 MDL B | 346.09 | . | SUPERLOOP | SUPERLOOP SPY | ICP | PRO INT | . |  | INT 0381 | 5414823255526 | B | IP20 | LED Technology | 3000K | 90 | 33 | .
418 361 21 931 MDL FBR | SUPERLOOP-SPY ON HP 93033 MDL FBR | 393.22 | . | SUPERLOOP | SUPERLOOP SPY | ICP | PRO INT | . |  | INT 0381 | 5414823279065 | FBR | IP20 | LED Technology | 3000K | 90 | 33 | .
418 361 21 931 MDL FG | SUPERLOOP-SPY ON HP 93033 MDL FG | 393.22 | . | SUPERLOOP | SUPERLOOP SPY | ICP | PRO INT | . |  | INT 0381 | 5414823279072 | FG | IP20 | LED Technology | 3000K | 90 | 33 | .
418 367 821 MDL BBR | SUPERLOOP-VIZIR ON 82715 MDL BBR | 444.59 | . | SUPERLOOP | SUPERLOOP VIZR | ICP | PRO INT | . |  | INT 0381 | 5414823279249 | BBR | IP20 | LED Technology | 2700K | 80 | 8 | .
418 367 821 MDL GC | SUPERLOOP-VIZIR ON 82715 MDL GC | 363.67 | . | SUPERLOOP | SUPERLOOP VIZR | ICP | PRO INT | . |  | INT 0381 | 5414823279256 | GC | IP20 | LED Technology | 2700K | 80 | 8 | .
418 367 831 MDL BBR | SUPERLOOP-VIZIR ON 83015 MDL BBR | 444.59 | . | SUPERLOOP | SUPERLOOP VIZR | ICP | PRO INT | . |  | INT 0381 | 5414823279263 | BBR | IP20 | LED Technology | 3000K | 80 | 8 | .
418 367 831 MDL GC | SUPERLOOP-VIZIR ON 83015 MDL GC | 363.67 | . | SUPERLOOP | SUPERLOOP VIZR | ICP | PRO INT | . |  | INT 0381 | 5414823279270 | GC | IP20 | LED Technology | 3000K | 80 | 8 | .
418 367 811 922 MDL BBR | SUPERLOOP-VIZIR ON 92733 MDL BBR | 424.67 | . | SUPERLOOP | SUPERLOOP VIZR | ICP | PRO INT | . |  | INT 0381 | 5414823279201 | BBR | IP20 | LED Technology | 2700K | 90 | 33 | .
418 367 811 922 MDL GC | SUPERLOOP-VIZIR ON 92733 MDL GC | 343.76 | . | SUPERLOOP | SUPERLOOP VIZR | ICP | PRO INT | . |  | INT 0381 | 5414823279218 | GC | IP20 | LED Technology | 2700K | 90 | 33 | .
418 367 811 932 MDL BBR | SUPERLOOP-VIZIR ON 93033 MDL BBR | 424.67 | . | SUPERLOOP | SUPERLOOP VIZR | ICP | PRO INT | . |  | INT 0381 | 5414823279225 | BBR | IP20 | LED Technology | 3000K | 90 | 33 | .
418 367 811 932 MDL GC | SUPERLOOP-VIZIR ON 93033 MDL GC | 343.76 | . | SUPERLOOP | SUPERLOOP VIZR | ICP | PRO INT | . |  | INT 0381 | 5414823279232 | GC | IP20 | LED Technology | 3000K | 90 | 33 | .
418 561 93 MDL B | SUPERLOOP-XY180 930 MDL B | 635.24 | . | SUPERLOOP | SUPERLOOP XY180 | ICP | PRO INT | . |  | INT 0381 | 5414823279447 | B | IP20 | LED Technology | 3000K | 90 | . | .
274 95 12528 ED1 B | SUPERNOVA 12528 DIM1 B | 4188.52 | . | SUPERNOVA | SUPERNOVA | ICS | PRO INT | . |  | INT 0216, 0419 | 5414823230240 | B | IP20 | LED Technology | 3000K | 80 | . | .
274 95 12528 ED1 W | SUPERNOVA 12528 DIM1 W | 4105.75 | . | SUPERNOVA | SUPERNOVA | ICS | PRO INT | . |  | INT 0216, 0419 | 5414823143427 | W | IP20 | LED Technology | 3000K | 80 | . | .
274 95 45 83 ED1 W | SUPERNOVA 4583 DIM1 W | 865.18 | . | SUPERNOVA | SUPERNOVA | ICS | PRO INT | . |  | INT 0417 | 5414823189142 | W | IP40 | LED Technology | 3000K | 80 | . | .
274 95 45 83 ED5 W | SUPERNOVA 4583 DIM5 W | 884.72 | . | SUPERNOVA | SUPERNOVA | ICS | PRO INT | . |  | INT 0417 | 5414823189159 | W | IP40 | LED Technology | 3000K | 80 | . | .
274 95 45 83 W | SUPERNOVA 4583 W | 832.14 | . | SUPERNOVA | SUPERNOVA | ICS | PRO INT | . |  | INT 0417 | 5414823179709 | W | IP40 | LED Technology | 3000K | 80 | . | .
274 95 6528 ED1 B | SUPERNOVA 6528 DIM1 B | 1422.86 | . | SUPERNOVA | SUPERNOVA | ICS | PRO INT | . |  | INT 0216, 0419 | 5414823173745 | B | IP20 | LED Technology | 3000K | 80 | . | .
274 95 6528 ED1 W | SUPERNOVA 6528 DIM1 W | 1392.51 | . | SUPERNOVA | SUPERNOVA | ICS | PRO INT | . |  | INT 0216, 0419 | 5414823143434 | W | IP20 | LED Technology | 3000K | 80 | . | .
274 95 9528 ED1 B | SUPERNOVA 9528 DIM1 B | 2583.71 | . | SUPERNOVA | SUPERNOVA | ICS | PRO INT | . |  | INT 0216, 0419 | 5414823163364 | B | IP20 | LED Technology | 3000K | 80 | . | .
274 95 9528 ED1 W | SUPERNOVA 9528 DIM1 W | 2527.15 | . | SUPERNOVA | SUPERNOVA | ICS | PRO INT | . |  | INT 0216, 0419 | 5414823143441 | W | IP20 | LED Technology | 3000K | 80 | . | .
274 97 6583 B | SUPERNOVA FLAT 6583 B | 1178.32 | . | SUPERNOVA | SUPERNOVA FLAT | ICS | PRO INT | . |  | INT 0425 | 5414823276316 | B | IP20 | LED Technology | 3000K | 80 | . | .
274 97 6583 ED1 B | SUPERNOVA FLAT 6583 DIM1 B | 1228.46 | . | SUPERNOVA | SUPERNOVA FLAT | ICS | PRO INT | . |  | INT 0425 | 5414823276323 | B | IP20 | LED Technology | 3000K | 80 | . | .
274 97 6583 ED1 W | SUPERNOVA FLAT 6583 DIM1 W | 1228.46 | . | SUPERNOVA | SUPERNOVA FLAT | ICS | PRO INT | . |  | INT 0425 | 5414823276330 | W | IP20 | LED Technology | 3000K | 80 | . | .
274 97 6583 ED5 B | SUPERNOVA FLAT 6583 DIM5 B | 1228.46 | . | SUPERNOVA | SUPERNOVA FLAT | ICS | PRO INT | . |  | INT 0425 | 5414823276347 | B | IP20 | LED Technology | 3000K | 80 | . | .
274 97 6583 ED5 W | SUPERNOVA FLAT 6583 DIM5 W | 1228.46 | . | SUPERNOVA | SUPERNOVA FLAT | ICS | PRO INT | . |  | INT 0425 | 5414823276354 | W | IP20 | LED Technology | 3000K | 80 | . | .
274 99 6583 B | SUPERNOVA FLAT 6583 DOWN-UP B | 1411.02 | . | SUPERNOVA | SUPERNOVA FLAT | ICP | PRO INT | . |  | INT 0426 | 5414823276798 | B | IP20 | LED Technology | 3000K | 80 | . | .
274 99 6583 ED1 B | SUPERNOVA FLAT 6583 DOWN-UP DIM1 B | 1461.16 | . | SUPERNOVA | SUPERNOVA FLAT | ICP | PRO INT | . |  | INT 0426 | 5414823276804 | B | IP20 | LED Technology | 3000K | 80 | . | .
274 99 6583 ED1 W | SUPERNOVA FLAT 6583 DOWN-UP DIM1 W | 1461.16 | . | SUPERNOVA | SUPERNOVA FLAT | ICP | PRO INT | . |  | INT 0426 | 5414823276811 | W | IP20 | LED Technology | 3000K | 80 | . | .
274 99 6583 ED5 B | SUPERNOVA FLAT 6583 DOWN-UP DIM5 B | 1461.16 | . | SUPERNOVA | SUPERNOVA FLAT | ICP | PRO INT | . |  | INT 0426 | 5414823276828 | B | IP20 | LED Technology | 3000K | 80 | . | .
274 99 6583 ED5 W | SUPERNOVA FLAT 6583 DOWN-UP DIM5 W | 1461.16 | . | SUPERNOVA | SUPERNOVA FLAT | ICP | PRO INT | . |  | INT 0426 | 5414823276835 | W | IP20 | LED Technology | 3000K | 80 | . | .
274 99 6583 W | SUPERNOVA FLAT 6583 DOWN-UP W | 1411.02 | . | SUPERNOVA | SUPERNOVA FLAT | ICP | PRO INT | . |  | INT 0426 | 5414823276903 | W | IP20 | LED Technology | 3000K | 80 | . | .
274 97 6583 PR B | SUPERNOVA FLAT 6583 PRISMATIC B | 1359.81 | . | SUPERNOVA | SUPERNOVA FLAT | ICS | PRO INT | . |  | INT 0425 | 5414823276361 | B | IP20 | LED Technology | 3000K | 80 | . | .
274 97 6583 PR ED1 B | SUPERNOVA FLAT 6583 PRISMATIC DIM1 B | 1409.95 | . | SUPERNOVA | SUPERNOVA FLAT | ICS | PRO INT | . |  | INT 0425 | 5414823276378 | B | IP20 | LED Technology | 3000K | 80 | . | .
274 97 6583 PR ED1 W | SUPERNOVA FLAT 6583 PRISMATIC DIM1 W | 1409.95 | . | SUPERNOVA | SUPERNOVA FLAT | ICS | PRO INT | . |  | INT 0425 | 5414823276385 | W | IP20 | LED Technology | 3000K | 80 | . | .
274 97 6583 PR ED5 B | SUPERNOVA FLAT 6583 PRISMATIC DIM5 B | 1409.95 | . | SUPERNOVA | SUPERNOVA FLAT | ICS | PRO INT | . |  | INT 0425 | 5414823276392 | B | IP20 | LED Technology | 3000K | 80 | . | .
274 97 6583 PR ED5 W | SUPERNOVA FLAT 6583 PRISMATIC DIM5 W | 1409.95 | . | SUPERNOVA | SUPERNOVA FLAT | ICS | PRO INT | . |  | INT 0425 | 5414823276408 | W | IP20 | LED Technology | 3000K | 80 | . | .
274 99 6583 PR B | SUPERNOVA FLAT 6583 PRISMATIC DOWN-UP B | 1577.24 | . | SUPERNOVA | SUPERNOVA FLAT | ICP | PRO INT | . |  | INT 0426 | 5414823276842 | B | IP20 | LED Technology | 3000K | 80 | . | .
274 99 6583 PR ED1 B | SUPERNOVA FLAT 6583 PRISMATIC DOWN-UP DIM1 B | 1627.38 | . | SUPERNOVA | SUPERNOVA FLAT | ICP | PRO INT | . |  | INT 0426 | 5414823276859 | B | IP20 | LED Technology | 3000K | 80 | . | .
274 99 6583 PR ED1 W | SUPERNOVA FLAT 6583 PRISMATIC DOWN-UP DIM1 W | 1627.38 | . | SUPERNOVA | SUPERNOVA FLAT | ICP | PRO INT | . |  | INT 0426 | 5414823276866 | W | IP20 | LED Technology | 3000K | 80 | . | .
274 99 6583 PR ED5 B | SUPERNOVA FLAT 6583 PRISMATIC DOWN-UP DIM5 B | 1627.38 | . | SUPERNOVA | SUPERNOVA FLAT | ICP | PRO INT | . |  | INT 0426 | 5414823276873 | B | IP20 | LED Technology | 3000K | 80 | . | .
274 99 6583 PR ED5 W | SUPERNOVA FLAT 6583 PRISMATIC DOWN-UP DIM5 W | 1627.38 | . | SUPERNOVA | SUPERNOVA FLAT | ICP | PRO INT | . |  | INT 0426 | 5414823276880 | W | IP20 | LED Technology | 3000K | 80 | . | .
274 99 6583 PR W | SUPERNOVA FLAT 6583 PRISMATIC DOWN-UP W | 1577.24 | . | SUPERNOVA | SUPERNOVA FLAT | ICP | PRO INT | . |  | INT 0426 | 5414823276897 | W | IP20 | LED Technology | 3000K | 80 | . | .
274 98 6583 PR B | SUPERNOVA FLAT 6583 PRISMATIC SMOOTH UP B | 1412.17 | . | SUPERNOVA | SUPERNOVA FLAT | ICS | PRO INT | . |  | INT 0425 | 5414823276606 | B | IP20 | LED Technology | 3000K | 80 | . | .
274 98 6583 PR ED1 B | SUPERNOVA FLAT 6583 PRISMATIC SMOOTH UP DIM1 B | 1462.31 | . | SUPERNOVA | SUPERNOVA FLAT | ICS | PRO INT | . |  | INT 0425 | 5414823276613 | B | IP20 | LED Technology | 3000K | 80 | . | .
274 98 6583 PR ED1 W | SUPERNOVA FLAT 6583 PRISMATIC SMOOTH UP DIM1 W | 1462.31 | . | SUPERNOVA | SUPERNOVA FLAT | ICS | PRO INT | . |  | INT 0425 | 5414823276620 | W | IP20 | LED Technology | 3000K | 80 | . | .
274 98 6583 PR ED5 B | SUPERNOVA FLAT 6583 PRISMATIC SMOOTH UP DIM5 B | 1462.31 | . | SUPERNOVA | SUPERNOVA FLAT | ICS | PRO INT | . |  | INT 0425 | 5414823276637 | B | IP20 | LED Technology | 3000K | 80 | . | .
274 98 6583 PR ED5 W | SUPERNOVA FLAT 6583 PRISMATIC SMOOTH UP DIM5 W | 1462.31 | . | SUPERNOVA | SUPERNOVA FLAT | ICS | PRO INT | . |  | INT 0425 | 5414823276644 | W | IP20 | LED Technology | 3000K | 80 | . | .
274 98 6583 PR W | SUPERNOVA FLAT 6583 PRISMATIC SMOOTH UP W | 1412.17 | . | SUPERNOVA | SUPERNOVA FLAT | ICS | PRO INT | . |  | INT 0425 | 5414823276651 | W | IP20 | LED Technology | 3000K | 80 | . | .
274 97 6583 PR W | SUPERNOVA FLAT 6583 PRISMATIC W | 1359.81 | . | SUPERNOVA | SUPERNOVA FLAT | ICS | PRO INT | . |  | INT 0425 | 5414823276415 | W | IP20 | LED Technology | 3000K | 80 | . | .
274 98 6583 B | SUPERNOVA FLAT 6583 SMOOTH UP B | 1241.08 | . | SUPERNOVA | SUPERNOVA FLAT | ICS | PRO INT | . |  | INT 0425 | 5414823276552 | B | IP20 | LED Technology | 3000K | 80 | . | .
274 98 6583 ED1 B | SUPERNOVA FLAT 6583 SMOOTH UP DIM1 B | 1291.23 | . | SUPERNOVA | SUPERNOVA FLAT | ICS | PRO INT | . |  | INT 0425 | 5414823276569 | B | IP20 | LED Technology | 3000K | 80 | . | .
274 98 6583 ED1 W | SUPERNOVA FLAT 6583 SMOOTH UP DIM1 W | 1291.23 | . | SUPERNOVA | SUPERNOVA FLAT | ICS | PRO INT | . |  | INT 0425 | 5414823276576 | W | IP20 | LED Technology | 3000K | 80 | . | .
274 98 6583 ED5 B | SUPERNOVA FLAT 6583 SMOOTH UP DIM5 B | 1291.23 | . | SUPERNOVA | SUPERNOVA FLAT | ICS | PRO INT | . |  | INT 0425 | 5414823276583 | B | IP20 | LED Technology | 3000K | 80 | . | .
274 98 6583 ED5 W | SUPERNOVA FLAT 6583 SMOOTH UP DIM5 W | 1291.23 | . | SUPERNOVA | SUPERNOVA FLAT | ICS | PRO INT | . |  | INT 0425 | 5414823276590 | W | IP20 | LED Technology | 3000K | 80 | . | .
274 98 6583 W | SUPERNOVA FLAT 6583 SMOOTH UP W | 1241.08 | . | SUPERNOVA | SUPERNOVA FLAT | ICS | PRO INT | . |  | INT 0425 | 5414823276668 | W | IP20 | LED Technology | 3000K | 80 | . | .
274 97 6583 W | SUPERNOVA FLAT 6583 W | 1178.32 | . | SUPERNOVA | SUPERNOVA FLAT | ICS | PRO INT | . |  | INT 0425 | 5414823276422 | W | IP20 | LED Technology | 3000K | 80 | . | .
274 97 9583 B | SUPERNOVA FLAT 9583 B | 2058.95 | . | SUPERNOVA | SUPERNOVA FLAT | ICS | PRO INT | . |  | INT 0425 | 5414823276439 | B | IP20 | LED Technology | 3000K | 80 | . | .
274 97 9583 ED1 B | SUPERNOVA FLAT 9583 DIM1 B | 2128.6 | . | SUPERNOVA | SUPERNOVA FLAT | ICS | PRO INT | . |  | INT 0425 | 5414823276446 | B | IP20 | LED Technology | 3000K | 80 | . | .
274 97 9583 ED1 W | SUPERNOVA FLAT 9583 DIM1 W | 2128.6 | . | SUPERNOVA | SUPERNOVA FLAT | ICS | PRO INT | . |  | INT 0425 | 5414823276453 | W | IP20 | LED Technology | 3000K | 80 | . | .
274 97 9583 ED5 B | SUPERNOVA FLAT 9583 DIM5 B | 2128.6 | . | SUPERNOVA | SUPERNOVA FLAT | ICS | PRO INT | . |  | INT 0425 | 5414823276460 | B | IP20 | LED Technology | 3000K | 80 | . | .
274 97 9583 ED5 W | SUPERNOVA FLAT 9583 DIM5 W | 2128.6 | . | SUPERNOVA | SUPERNOVA FLAT | ICS | PRO INT | . |  | INT 0425 | 5414823276477 | W | IP20 | LED Technology | 3000K | 80 | . | .
274 99 9583 B | SUPERNOVA FLAT 9583 DOWN-UP B | 2277.17 | . | SUPERNOVA | SUPERNOVA FLAT | ICP | PRO INT | . |  | INT 0426 | 5414823276910 | B | IP20 | LED Technology | 3000K | 80 | . | .
274 99 9583 ED1 B | SUPERNOVA FLAT 9583 DOWN-UP DIM1 B | 2346.82 | . | SUPERNOVA | SUPERNOVA FLAT | ICP | PRO INT | . |  | INT 0426 | 5414823276927 | B | IP20 | LED Technology | 3000K | 80 | . | .
274 99 9583 ED1 W | SUPERNOVA FLAT 9583 DOWN-UP DIM1 W | 2346.82 | . | SUPERNOVA | SUPERNOVA FLAT | ICP | PRO INT | . |  | INT 0426 | 5414823276934 | W | IP20 | LED Technology | 3000K | 80 | . | .
274 99 9583 ED5 B | SUPERNOVA FLAT 9583 DOWN-UP DIM5 B | 2346.82 | . | SUPERNOVA | SUPERNOVA FLAT | ICP | PRO INT | . |  | INT 0426 | 5414823276941 | B | IP20 | LED Technology | 3000K | 80 | . | .
274 99 9583 ED5 W | SUPERNOVA FLAT 9583 DOWN-UP DIM5 W | 2346.82 | . | SUPERNOVA | SUPERNOVA FLAT | ICP | PRO INT | . |  | INT 0426 | 5414823276958 | W | IP20 | LED Technology | 3000K | 80 | . | .
274 99 9583 W | SUPERNOVA FLAT 9583 DOWN-UP W | 2277.17 | . | SUPERNOVA | SUPERNOVA FLAT | ICP | PRO INT | . |  | INT 0426 | 5414823277023 | W | IP20 | LED Technology | 3000K | 80 | . | .
274 97 9583 PR B | SUPERNOVA FLAT 9583 PRISMATIC B | 2598.56 | . | SUPERNOVA | SUPERNOVA FLAT | ICS | PRO INT | . |  | INT 0425 | 5414823276484 | B | IP20 | LED Technology | 3000K | 80 | . | .
274 97 9583 PR ED1 B | SUPERNOVA FLAT 9583 PRISMATIC DIM1 B | 2668.21 | . | SUPERNOVA | SUPERNOVA FLAT | ICS | PRO INT | . |  | INT 0425 | 5414823276491 | B | IP20 | LED Technology | 3000K | 80 | . | .
274 97 9583 PR ED1 W | SUPERNOVA FLAT 9583 PRISMATIC DIM1 W | 2668.21 | . | SUPERNOVA | SUPERNOVA FLAT | ICS | PRO INT | . |  | INT 0425 | 5414823276507 | W | IP20 | LED Technology | 3000K | 80 | . | .
274 97 9583 PR ED5 B | SUPERNOVA FLAT 9583 PRISMATIC DIM5 B | 2668.21 | . | SUPERNOVA | SUPERNOVA FLAT | ICS | PRO INT | . |  | INT 0425 | 5414823276514 | B | IP20 | LED Technology | 3000K | 80 | . | .
274 97 9583 PR ED5 W | SUPERNOVA FLAT 9583 PRISMATIC DIM5 W | 2668.21 | . | SUPERNOVA | SUPERNOVA FLAT | ICS | PRO INT | . |  | INT 0425 | 5414823276521 | W | IP20 | LED Technology | 3000K | 80 | . | .
274 99 9583 PR B | SUPERNOVA FLAT 9583 PRISMATIC DOWN-UP B | 2815.45 | . | SUPERNOVA | SUPERNOVA FLAT | ICP | PRO INT | . |  | INT 0426 | 5414823276965 | B | IP20 | LED Technology | 3000K | 80 | . | .
274 99 9583 PR ED1 B | SUPERNOVA FLAT 9583 PRISMATIC DOWN-UP DIM1 B | 2885.1 | . | SUPERNOVA | SUPERNOVA FLAT | ICP | PRO INT | . |  | INT 0426 | 5414823276972 | B | IP20 | LED Technology | 3000K | 80 | . | .
274 99 9583 PR ED1 W | SUPERNOVA FLAT 9583 PRISMATIC DOWN-UP DIM1 W | 2885.1 | . | SUPERNOVA | SUPERNOVA FLAT | ICP | PRO INT | . |  | INT 0426 | 5414823276989 | W | IP20 | LED Technology | 3000K | 80 | . | .
274 99 9583 PR ED5 B | SUPERNOVA FLAT 9583 PRISMATIC DOWN-UP DIM5 B | 2885.1 | . | SUPERNOVA | SUPERNOVA FLAT | ICP | PRO INT | . |  | INT 0426 | 5414823276996 | B | IP20 | LED Technology | 3000K | 80 | . | .
274 99 9583 PR ED5 W | SUPERNOVA FLAT 9583 PRISMATIC DOWN-UP DIM5 W | 2885.1 | . | SUPERNOVA | SUPERNOVA FLAT | ICP | PRO INT | . |  | INT 0426 | 5414823277009 | W | IP20 | LED Technology | 3000K | 80 | . | .
274 99 9583 PR W | SUPERNOVA FLAT 9583 PRISMATIC DOWN-UP W | 2815.45 | . | SUPERNOVA | SUPERNOVA FLAT | ICP | PRO INT | . |  | INT 0426 | 5414823277016 | W | IP20 | LED Technology | 3000K | 80 | . | .
274 98 9583 PR B | SUPERNOVA FLAT 9583 PRISMATIC SMOOTH UP B | 2659.88 | . | SUPERNOVA | SUPERNOVA FLAT | ICS | PRO INT | . |  | INT 0425 | 5414823276729 | B | IP20 | LED Technology | 3000K | 80 | . | .
274 98 9583 PR ED1 B | SUPERNOVA FLAT 9583 PRISMATIC SMOOTH UP DIM1 B | 2729.53 | . | SUPERNOVA | SUPERNOVA FLAT | ICS | PRO INT | . |  | INT 0425 | 5414823276736 | B | IP20 | LED Technology | 3000K | 80 | . | .
274 98 9583 PR ED1 W | SUPERNOVA FLAT 9583 PRISMATIC SMOOTH UP DIM1 W | 2729.53 | . | SUPERNOVA | SUPERNOVA FLAT | ICS | PRO INT | . |  | INT 0425 | 5414823276743 | W | IP20 | LED Technology | 3000K | 80 | . | .
274 98 9583 PR ED5 B | SUPERNOVA FLAT 9583 PRISMATIC SMOOTH UP DIM5 B | 2729.53 | . | SUPERNOVA | SUPERNOVA FLAT | ICS | PRO INT | . |  | INT 0425 | 5414823276750 | B | IP20 | LED Technology | 3000K | 80 | . | .
274 98 9583 PR ED5 W | SUPERNOVA FLAT 9583 PRISMATIC SMOOTH UP DIM5 W | 2729.53 | . | SUPERNOVA | SUPERNOVA FLAT | ICS | PRO INT | . |  | INT 0425 | 5414823276767 | W | IP20 | LED Technology | 3000K | 80 | . | .
274 98 9583 PR W | SUPERNOVA FLAT 9583 PRISMATIC SMOOTH UP W | 2659.88 | . | SUPERNOVA | SUPERNOVA FLAT | ICS | PRO INT | . |  | INT 0425 | 5414823276774 | W | IP20 | LED Technology | 3000K | 80 | . | .
274 97 9583 PR W | SUPERNOVA FLAT 9583 PRISMATIC W | 2598.56 | . | SUPERNOVA | SUPERNOVA FLAT | ICS | PRO INT | . |  | INT 0425 | 5414823276538 | W | IP20 | LED Technology | 3000K | 80 | . | .
274 98 9583 B | SUPERNOVA FLAT 9583 SMOOTH UP B | 2126.38 | . | SUPERNOVA | SUPERNOVA FLAT | ICS | PRO INT | . |  | INT 0425 | 5414823276675 | B | IP20 | LED Technology | 3000K | 80 | . | .
274 98 9583 ED1 B | SUPERNOVA FLAT 9583 SMOOTH UP DIM1 B | 2196.03 | . | SUPERNOVA | SUPERNOVA FLAT | ICS | PRO INT | . |  | INT 0425 | 5414823276682 | B | IP20 | LED Technology | 3000K | 80 | . | .
274 98 9583 ED1 W | SUPERNOVA FLAT 9583 SMOOTH UP DIM1 W | 2196.03 | . | SUPERNOVA | SUPERNOVA FLAT | ICS | PRO INT | . |  | INT 0425 | 5414823276699 | W | IP20 | LED Technology | 3000K | 80 | . | .
274 98 9583 ED5 B | SUPERNOVA FLAT 9583 SMOOTH UP DIM5 B | 2196.03 | . | SUPERNOVA | SUPERNOVA FLAT | ICS | PRO INT | . |  | INT 0425 | 5414823276705 | B | IP20 | LED Technology | 3000K | 80 | . | .
274 98 9583 ED5 W | SUPERNOVA FLAT 9583 SMOOTH UP DIM5 W | 2196.03 | . | SUPERNOVA | SUPERNOVA FLAT | ICS | PRO INT | . |  | INT 0425 | 5414823276712 | W | IP20 | LED Technology | 3000K | 80 | . | .
274 98 9583 W | SUPERNOVA FLAT 9583 SMOOTH UP W | 2126.38 | . | SUPERNOVA | SUPERNOVA FLAT | ICS | PRO INT | . |  | INT 0425 | 5414823276781 | W | IP20 | LED Technology | 3000K | 80 | . | .
274 97 9583 W | SUPERNOVA FLAT 9583 W | 2058.95 | . | SUPERNOVA | SUPERNOVA FLAT | ICS | PRO INT | . |  | INT 0425 | 5414823276545 | W | IP20 | LED Technology | 3000K | 80 | . | .
274 95 12 26 ED5 B | SUPERNOVA LINE 125 TW DIM5 B | 3780.22 | . | SUPERNOVA | SUPERNOVA LINE | ICS | PRO INT | . |  | INT 0217, 0420 | 5414823244322 | B | IP20 | LED Technology | 2700-5700 | 80 | . | .
274 95 12 26 ED5 W | SUPERNOVA LINE 125 TW DIM5 W | 3695.29 | . | SUPERNOVA | SUPERNOVA LINE | ICS | PRO INT | . |  | INT 0217, 0420 | 5414823244339 | W | IP20 | LED Technology | 2700-5700 | 80 | . | .
274 96 12 26 ED5 B | SUPERNOVA LINE 125 TW DOWN-UP DIM5 B | 4637.14 | . | SUPERNOVA | SUPERNOVA LINE | ICP | PRO INT | . |  | INT 0422 | 5414823244445 | B | IP20 | LED Technology | 2700-5700 | 80 | . | .
274 96 12 26 ED5 W | SUPERNOVA LINE 125 TW DOWN-UP DIM5 W | 4552.21 | . | SUPERNOVA | SUPERNOVA LINE | ICP | PRO INT | . |  | INT 0422 | 5414823244452 | W | IP20 | LED Technology | 2700-5700 | 80 | . | .
274 95 12 26 WD B | SUPERNOVA LINE 125 TW WD B | 4047.6 | . | SUPERNOVA | SUPERNOVA LINE | ICS | PRO INT | Æ |  | INT 0217, 0420 | 5414823268021 | B | IP20 | LED Technology | 2700-5700 | 80 | . | .
274 95 12 26 WD W | SUPERNOVA LINE 125 TW WD W | 3962.67 | . | SUPERNOVA | SUPERNOVA LINE | ICS | PRO INT | Æ |  | INT 0217, 0420 | 5414823269066 | W | IP20 | LED Technology | 2700-5700 | 80 | . | .
274 95 12 83 B | SUPERNOVA LINE 12583 B | 2772.46 | . | SUPERNOVA | SUPERNOVA LINE | ICS | PRO INT | . |  | INT 0216, 0419 | 5414823200243 | B | IP20 | LED Technology | 3000K | 80 | . | .
274 95 12 83 ED1 B | SUPERNOVA LINE 12583 DIM1 B | 2954.3 | . | SUPERNOVA | SUPERNOVA LINE | ICS | PRO INT | . |  | INT 0216, 0419 | 5414823244346 | B | IP20 | LED Technology | 3000K | 80 | . | .
274 95 12 83 ED1 W | SUPERNOVA LINE 12583 DIM1 W | 2871.53 | . | SUPERNOVA | SUPERNOVA LINE | ICS | PRO INT | . |  | INT 0216, 0419 | 5414823189128 | W | IP20 | LED Technology | 3000K | 80 | . | .
274 95 12 83 ED5 B | SUPERNOVA LINE 12583 DIM5 B | 2951.22 | . | SUPERNOVA | SUPERNOVA LINE | ICS | PRO INT | . |  | INT 0216, 0419 | 5414823244353 | B | IP20 | LED Technology | 3000K | 80 | . | .
274 95 12 83 ED5 W | SUPERNOVA LINE 12583 DIM5 W | 2868.45 | . | SUPERNOVA | SUPERNOVA LINE | ICS | PRO INT | . |  | INT 0216, 0419 | 5414823189135 | W | IP20 | LED Technology | 3000K | 80 | . | .
274 96 12 83 B | SUPERNOVA LINE 12583 DOWN-UP B | 3438.8 | . | SUPERNOVA | SUPERNOVA LINE | ICP | PRO INT | . |  | INT 0421 | 5414823244469 | B | IP20 | LED Technology | 3000K | 80 | . | .
274 96 12 83 ED1 B | SUPERNOVA LINE 12583 DOWN-UP DIM1 B | 3684.93 | . | SUPERNOVA | SUPERNOVA LINE | ICP | PRO INT | . |  | INT 0421 | 5414823244476 | B | IP20 | LED Technology | 3000K | 80 | . | .
274 96 12 83 ED1 W | SUPERNOVA LINE 12583 DOWN-UP DIM1 W | 3602.16 | . | SUPERNOVA | SUPERNOVA LINE | ICP | PRO INT | . |  | INT 0421 | 5414823189272 | W | IP20 | LED Technology | 3000K | 80 | . | .
274 96 12 83 ED5 B | SUPERNOVA LINE 12583 DOWN-UP DIM5 B | 3678.16 | . | SUPERNOVA | SUPERNOVA LINE | ICP | PRO INT | . |  | INT 0421 | 5414823244483 | B | IP20 | LED Technology | 3000K | 80 | . | .
274 96 12 83 ED5 W | SUPERNOVA LINE 12583 DOWN-UP DIM5 W | 3595.39 | . | SUPERNOVA | SUPERNOVA LINE | ICP | PRO INT | . |  | INT 0421 | 5414823189289 | W | IP20 | LED Technology | 3000K | 80 | . | .
274 96 12 83 W | SUPERNOVA LINE 12583 DOWN-UP W | 3356.03 | . | SUPERNOVA | SUPERNOVA LINE | ICP | PRO INT | . |  | INT 0421 | 5414823189296 | W | IP20 | LED Technology | 3000K | 80 | . | .
274 95 12 83 W | SUPERNOVA LINE 12583 W | 2689.68 | . | SUPERNOVA | SUPERNOVA LINE | ICS | PRO INT | . |  | INT 0216, 0419 | 5414823181733 | W | IP20 | LED Technology | 3000K | 80 | . | .
274 95 06 26 ED5 B | SUPERNOVA LINE 65 TW DIM5 B | 1488.89 | . | SUPERNOVA | SUPERNOVA LINE | ICS | PRO INT | . |  | INT 0217, 0420 | 5414823244223 | B | IP20 | LED Technology | 2700-5700 | 80 | . | .
274 95 06 26 ED5 W | SUPERNOVA LINE 65 TW DIM5 W | 1457.75 | . | SUPERNOVA | SUPERNOVA LINE | ICS | PRO INT | . |  | INT 0217, 0420 | 5414823244230 | W | IP20 | LED Technology | 2700-5700 | 80 | . | .
274 96 06 26 ED5 B | SUPERNOVA LINE 65 TW DOWN-UP DIM5 B | 1976.8 | . | SUPERNOVA | SUPERNOVA LINE | ICP | PRO INT | . |  | INT 0422 | 5414823244360 | B | IP20 | LED Technology | 2700-5700 | 80 | . | .
274 96 06 26 ED5 W | SUPERNOVA LINE 65 TW DOWN-UP DIM5 W | 1945.67 | . | SUPERNOVA | SUPERNOVA LINE | ICP | PRO INT | . |  | INT 0422 | 5414823244377 | W | IP20 | LED Technology | 2700-5700 | 80 | . | .
274 95 06 26 WD B | SUPERNOVA LINE 65 TW WD B | 1673.59 | . | SUPERNOVA | SUPERNOVA LINE | ICS | PRO INT | Æ |  | INT 0217, 0420 | 5414823276279 | B | IP20 | LED Technology | 2700-5700 | 80 | . | .
274 95 06 26 WD W | SUPERNOVA LINE 65 TW WD W | 1642.45 | . | SUPERNOVA | SUPERNOVA LINE | ICS | PRO INT | Æ |  | INT 0217, 0420 | 5414823269042 | W | IP20 | LED Technology | 2700-5700 | 80 | . | .
274 95 06 83 B | SUPERNOVA LINE 6583 B | 1040.84 | . | SUPERNOVA | SUPERNOVA LINE | ICS | PRO INT | . |  | INT 0216, 0419 | 5414823200229 | B | IP20 | LED Technology | 3000K | 80 | . | .
274 95 06 83 ED1 B | SUPERNOVA LINE 6583 DIM1 B | 1085.37 | . | SUPERNOVA | SUPERNOVA LINE | ICS | PRO INT | . |  | INT 0216, 0419 | 5414823214998 | B | IP20 | LED Technology | 3000K | 80 | . | .
274 95 06 83 ED1 W | SUPERNOVA LINE 6583 DIM1 W | 1055.02 | . | SUPERNOVA | SUPERNOVA LINE | ICS | PRO INT | . |  | INT 0216, 0419 | 5414823179150 | W | IP20 | LED Technology | 3000K | 80 | . | .
274 95 06 83 ED5 B | SUPERNOVA LINE 6583 DIM5 B | 1095.21 | . | SUPERNOVA | SUPERNOVA LINE | ICS | PRO INT | . |  | INT 0216, 0419 | 5414823205187 | B | IP20 | LED Technology | 3000K | 80 | . | .
274 95 06 83 ED5 W | SUPERNOVA LINE 6583 DIM5 W | 1064.86 | . | SUPERNOVA | SUPERNOVA LINE | ICS | PRO INT | . |  | INT 0216, 0419 | 5414823179167 | W | IP20 | LED Technology | 3000K | 80 | . | .
274 96 06 83 B | SUPERNOVA LINE 6583 DOWN-UP B | 1443.89 | . | SUPERNOVA | SUPERNOVA LINE | ICP | PRO INT | . |  | INT 0421 | 5414823204579 | B | IP20 | LED Technology | 3000K | 80 | . | .
274 96 06 83 ED1 B | SUPERNOVA LINE 6583 DOWN-UP DIM1 B | 1517.59 | . | SUPERNOVA | SUPERNOVA LINE | ICP | PRO INT | . |  | INT 0421 | 5414823232473 | B | IP20 | LED Technology | 3000K | 80 | . | .
274 96 06 83 ED1 W | SUPERNOVA LINE 6583 DOWN-UP DIM1 W | 1487.24 | . | SUPERNOVA | SUPERNOVA LINE | ICP | PRO INT | . |  | INT 0421 | 5414823189166 | W | IP20 | LED Technology | 3000K | 80 | . | .
274 96 06 83 ED5 B | SUPERNOVA LINE 6583 DOWN-UP DIM5 B | 1534.51 | . | SUPERNOVA | SUPERNOVA LINE | ICP | PRO INT | . |  | INT 0421 | 5414823214769 | B | IP20 | LED Technology | 3000K | 80 | . | .
274 96 06 83 ED5 W | SUPERNOVA LINE 6583 DOWN-UP DIM5 W | 1504.17 | . | SUPERNOVA | SUPERNOVA LINE | ICP | PRO INT | . |  | INT 0421 | 5414823189173 | W | IP20 | LED Technology | 3000K | 80 | . | .
274 96 06 83 W | SUPERNOVA LINE 6583 DOWN-UP W | 1413.54 | . | SUPERNOVA | SUPERNOVA LINE | ICP | PRO INT | . |  | INT 0421 | 5414823189210 | W | IP20 | LED Technology | 3000K | 80 | . | .
274 95 06 83 PR B | SUPERNOVA LINE 6583 PRISMATIC B | 1259.06 | . | SUPERNOVA | SUPERNOVA LINE | ICS | PRO INT | . |  | INT 0216, 0419 | 5414823244247 | B | IP20 | LED Technology | 3000K | 80 | . | .
274 95 06 83 PR ED1 B | SUPERNOVA LINE 6583 PRISMATIC DIM1 B | 1303.01 | . | SUPERNOVA | SUPERNOVA LINE | ICS | PRO INT | . |  | INT 0216, 0419 | 5414823244254 | B | IP20 | LED Technology | 3000K | 80 | . | .
274 95 06 83 PR ED1 W | SUPERNOVA LINE 6583 PRISMATIC DIM1 W | 1272.67 | . | SUPERNOVA | SUPERNOVA LINE | ICS | PRO INT | . |  | INT 0216, 0419 | 5414823189043 | W | IP20 | LED Technology | 3000K | 80 | . | .
274 95 06 83 PR ED5 B | SUPERNOVA LINE 6583 PRISMATIC DIM5 B | 1312.84 | . | SUPERNOVA | SUPERNOVA LINE | ICS | PRO INT | . |  | INT 0216, 0419 | 5414823244261 | B | IP20 | LED Technology | 3000K | 80 | . | .
274 95 06 83 PR ED5 W | SUPERNOVA LINE 6583 PRISMATIC DIM5 W | 1282.49 | . | SUPERNOVA | SUPERNOVA LINE | ICS | PRO INT | . |  | INT 0216, 0419 | 5414823189050 | W | IP20 | LED Technology | 3000K | 80 | . | .
274 96 06 83 PR B | SUPERNOVA LINE 6583 PRISMATIC DOWN-UP B | 1646.68 | . | SUPERNOVA | SUPERNOVA LINE | ICP | PRO INT | . |  | INT 0421 | 5414823244384 | B | IP20 | LED Technology | 3000K | 80 | . | .
274 96 06 83 PR ED1 B | SUPERNOVA LINE 6583 PRISMATIC DOWN-UP DIM1 B | 1721.8 | . | SUPERNOVA | SUPERNOVA LINE | ICP | PRO INT | . |  | INT 0421 | 5414823201417 | B | IP20 | LED Technology | 3000K | 80 | . | .
274 96 06 83 PR ED1 W | SUPERNOVA LINE 6583 PRISMATIC DOWN-UP DIM1 W | 1691.45 | . | SUPERNOVA | SUPERNOVA LINE | ICP | PRO INT | . |  | INT 0421 | 5414823189180 | W | IP20 | LED Technology | 3000K | 80 | . | .
274 96 06 83 PR ED5 B | SUPERNOVA LINE 6583 PRISMATIC DOWN-UP DIM5 B | 1738.71 | . | SUPERNOVA | SUPERNOVA LINE | ICP | PRO INT | . |  | INT 0421 | 5414823244391 | B | IP20 | LED Technology | 3000K | 80 | . | .
274 96 06 83 PR ED5 W | SUPERNOVA LINE 6583 PRISMATIC DOWN-UP DIM5 W | 1708.36 | . | SUPERNOVA | SUPERNOVA LINE | ICP | PRO INT | . |  | INT 0421 | 5414823189197 | W | IP20 | LED Technology | 3000K | 80 | . | .
274 96 06 83 PR W | SUPERNOVA LINE 6583 PRISMATIC DOWN-UP W | 1616.33 | . | SUPERNOVA | SUPERNOVA LINE | ICP | PRO INT | . |  | INT 0421 | 5414823189203 | W | IP20 | LED Technology | 3000K | 80 | . | .
274 95 06 83 PR W | SUPERNOVA LINE 6583 PRISMATIC W | 1228.72 | . | SUPERNOVA | SUPERNOVA LINE | ICS | PRO INT | . |  | INT 0216, 0419 | 5414823189067 | W | IP20 | LED Technology | 3000K | 80 | . | .
274 95 06 83 W | SUPERNOVA LINE 6583 W | 1010.49 | . | SUPERNOVA | SUPERNOVA LINE | ICS | PRO INT | . |  | INT 0216, 0419 | 5414823179686 | W | IP20 | LED Technology | 3000K | 80 | . | .
274 95 09 26 ED5 B | SUPERNOVA LINE 95 TW DIM5 B | 2709.83 | . | SUPERNOVA | SUPERNOVA LINE | ICS | PRO INT | . |  | INT 0217, 0420 | 5414823244278 | B | IP20 | LED Technology | 2700-5700 | 80 | . | .
274 95 09 26 ED5 W | SUPERNOVA LINE 95 TW DIM5 W | 2651.81 | . | SUPERNOVA | SUPERNOVA LINE | ICS | PRO INT | . |  | INT 0217, 0420 | 5414823244285 | W | IP20 | LED Technology | 2700-5700 | 80 | . | .
274 96 09 26 ED5 B | SUPERNOVA LINE 95 TW DOWN-UP DIM5 B | 3467.8 | . | SUPERNOVA | SUPERNOVA LINE | ICP | PRO INT | . |  | INT 0422 | 5414823244407 | B | IP20 | LED Technology | 2700-5700 | 80 | . | .
274 96 09 26 ED5 W | SUPERNOVA LINE 95 TW DOWN-UP DIM5 W | 3409.78 | . | SUPERNOVA | SUPERNOVA LINE | ICP | PRO INT | . |  | INT 0422 | 5414823244414 | W | IP20 | LED Technology | 2700-5700 | 80 | . | .
274 95 09 26 WD B | SUPERNOVA LINE 95 TW WD B | 2925.28 | . | SUPERNOVA | SUPERNOVA LINE | ICS | PRO INT | Æ |  | INT 0217, 0420 | 5414823276286 | B | IP20 | LED Technology | 2700-5700 | 80 | . | .
274 95 09 26 WD W | SUPERNOVA LINE 95 TW WD W | 2867.25 | . | SUPERNOVA | SUPERNOVA LINE | ICS | PRO INT | Æ |  | INT 0217, 0420 | 5414823269059 | W | IP20 | LED Technology | 2700-5700 | 80 | . | .
274 95 09 83 B | SUPERNOVA LINE 9583 B | 1940.09 | . | SUPERNOVA | SUPERNOVA LINE | ICS | PRO INT | . |  | INT 0216, 0419 | 5414823200236 | B | IP20 | LED Technology | 3000K | 80 | . | .
274 95 09 83 ED1 B | SUPERNOVA LINE 9583 DIM1 B | 2026.39 | . | SUPERNOVA | SUPERNOVA LINE | ICS | PRO INT | . |  | INT 0216, 0419 | 5414823232275 | B | IP20 | LED Technology | 3000K | 80 | . | .
274 95 09 83 ED1 W | SUPERNOVA LINE 9583 DIM1 W | 1969.83 | . | SUPERNOVA | SUPERNOVA LINE | ICS | PRO INT | . |  | INT 0216, 0419 | 5414823189074 | W | IP20 | LED Technology | 3000K | 80 | . | .
274 95 09 83 ED5 B | SUPERNOVA LINE 9583 DIM5 B | 2088.51 | . | SUPERNOVA | SUPERNOVA LINE | ICS | PRO INT | . |  | INT 0216, 0419 | 5414823236235 | B | IP20 | LED Technology | 3000K | 80 | . | .
274 95 09 83 ED5 W | SUPERNOVA LINE 9583 DIM5 W | 2031.95 | . | SUPERNOVA | SUPERNOVA LINE | ICS | PRO INT | . |  | INT 0216, 0419 | 5414823189081 | W | IP20 | LED Technology | 3000K | 80 | . | .
274 96 09 83 B | SUPERNOVA LINE 9583 DOWN-UP B | 2514.14 | . | SUPERNOVA | SUPERNOVA LINE | ICP | PRO INT | . |  | INT 0421 | 5414823204586 | B | IP20 | LED Technology | 3000K | 80 | . | .
274 96 09 83 ED1 B | SUPERNOVA LINE 9583 DOWN-UP DIM1 B | 2633.37 | . | SUPERNOVA | SUPERNOVA LINE | ICP | PRO INT | . |  | INT 0421 | 5414823225765 | B | IP20 | LED Technology | 3000K | 80 | . | .
274 96 09 83 ED1 W | SUPERNOVA LINE 9583 DOWN-UP DIM1 W | 2576.81 | . | SUPERNOVA | SUPERNOVA LINE | ICP | PRO INT | . |  | INT 0421 | 5414823189227 | W | IP20 | LED Technology | 3000K | 80 | . | .
274 96 09 83 ED5 B | SUPERNOVA LINE 9583 DOWN-UP DIM5 B | 2645.98 | . | SUPERNOVA | SUPERNOVA LINE | ICP | PRO INT | . |  | INT 0421 | 5414823244421 | B | IP20 | LED Technology | 3000K | 80 | . | .
274 96 09 83 ED5 W | SUPERNOVA LINE 9583 DOWN-UP DIM5 W | 2589.42 | . | SUPERNOVA | SUPERNOVA LINE | ICP | PRO INT | . |  | INT 0421 | 5414823180354 | W | IP20 | LED Technology | 3000K | 80 | . | .
274 96 09 83 W | SUPERNOVA LINE 9583 DOWN-UP W | 2457.58 | . | SUPERNOVA | SUPERNOVA LINE | ICP | PRO INT | . |  | INT 0421 | 5414823189265 | W | IP20 | LED Technology | 3000K | 80 | . | .
274 95 09 83 PR B | SUPERNOVA LINE 9583 PRISMATIC B | 2344.28 | . | SUPERNOVA | SUPERNOVA LINE | ICS | PRO INT | . |  | INT 0216, 0419 | 5414823244292 | B | IP20 | LED Technology | 3000K | 80 | . | .
274 95 09 83 PR ED1 B | SUPERNOVA LINE 9583 PRISMATIC DIM1 B | 2431.09 | . | SUPERNOVA | SUPERNOVA LINE | ICS | PRO INT | . |  | INT 0216, 0419 | 5414823244308 | B | IP20 | LED Technology | 3000K | 80 | . | .
274 95 09 83 PR ED1 W | SUPERNOVA LINE 9583 PRISMATIC DIM1 W | 2374.53 | . | SUPERNOVA | SUPERNOVA LINE | ICS | PRO INT | . |  | INT 0216, 0419 | 5414823189098 | W | IP20 | LED Technology | 3000K | 80 | . | .
274 95 09 83 PR ED5 B | SUPERNOVA LINE 9583 PRISMATIC DIM5 B | 2493.21 | . | SUPERNOVA | SUPERNOVA LINE | ICS | PRO INT | . |  | INT 0216, 0419 | 5414823244315 | B | IP20 | LED Technology | 3000K | 80 | . | .
274 95 09 83 PR ED5 W | SUPERNOVA LINE 9583 PRISMATIC DIM5 W | 2436.65 | . | SUPERNOVA | SUPERNOVA LINE | ICS | PRO INT | . |  | INT 0216, 0419 | 5414823189104 | W | IP20 | LED Technology | 3000K | 80 | . | .
274 96 09 83 PR B | SUPERNOVA LINE 9583 PRISMATIC DOWN-UP B | 2839 | . | SUPERNOVA | SUPERNOVA LINE | ICP | PRO INT | . |  | INT 0421 | 5414823244438 | B | IP20 | LED Technology | 3000K | 80 | . | .
274 96 09 83 PR ED1 B | SUPERNOVA LINE 9583 PRISMATIC DOWN-UP DIM1 B | 2948.92 | . | SUPERNOVA | SUPERNOVA LINE | ICP | PRO INT | . |  | INT 0421 | 5414823211362 | B | IP20 | LED Technology | 3000K | 80 | . | .
274 96 09 83 PR ED1 W | SUPERNOVA LINE 9583 PRISMATIC DOWN-UP DIM1 W | 2892.36 | . | SUPERNOVA | SUPERNOVA LINE | ICP | PRO INT | . |  | INT 0421 | 5414823189234 | W | IP20 | LED Technology | 3000K | 80 | . | .
274 96 09 83 PR ED5 B | SUPERNOVA LINE 9583 PRISMATIC DOWN-UP DIM5 B | 2961.54 | . | SUPERNOVA | SUPERNOVA LINE | ICP | PRO INT | . |  | INT 0421 | 5414823208300 | B | IP20 | LED Technology | 3000K | 80 | . | .
274 96 09 83 PR ED5 W | SUPERNOVA LINE 9583 PRISMATIC DOWN-UP DIM5 W | 2904.98 | . | SUPERNOVA | SUPERNOVA LINE | ICP | PRO INT | . |  | INT 0421 | 5414823189241 | W | IP20 | LED Technology | 3000K | 80 | . | .
274 96 09 83 PR W | SUPERNOVA LINE 9583 PRISMATIC DOWN-UP W | 2782.44 | . | SUPERNOVA | SUPERNOVA LINE | ICP | PRO INT | . |  | INT 0421 | 5414823189258 | W | IP20 | LED Technology | 3000K | 80 | . | .
274 95 09 83 PR W | SUPERNOVA LINE 9583 PRISMATIC W | 2287.72 | . | SUPERNOVA | SUPERNOVA LINE | ICS | PRO INT | . |  | INT 0216, 0419 | 5414823189111 | W | IP20 | LED Technology | 3000K | 80 | . | .
274 95 09 83 W | SUPERNOVA LINE 9583 W | 1883.54 | . | SUPERNOVA | SUPERNOVA LINE | ICS | PRO INT | . |  | INT 0216, 0419 | 5414823179693 | W | IP20 | LED Technology | 3000K | 80 | . | .
274 89 12 26 ED5 | SUPERNOVA LINE TRIMLESS 125 TW DIM5 | 3745.25 | . | SUPERNOVA | SUPERNOVA LINE TRIMLESS | ICR | PRO INT | . |  | INT 0215 | 5414823244124 | . | IP20 | LED Technology | 2700-5700 | 80 | . | .
274 89 12 26 WD | SUPERNOVA LINE TRIMLESS 125 TW WD | 4012.64 | . | SUPERNOVA | SUPERNOVA LINE TRIMLESS | ICR | PRO INT | Æ |  | INT 0215 | 5414823271311 | . | IP20 | LED Technology | 2700-5700 | 80 | . | .
274 89 12 83 | SUPERNOVA LINE TRIMLESS 12583 | 2736.44 | . | SUPERNOVA | SUPERNOVA LINE TRIMLESS | ICR | PRO INT | . |  | INT 0214 | 5414823189012 | . | IP20 | LED Technology | 3000K | 80 | . | .
274 89 12 83 ED1 | SUPERNOVA LINE TRIMLESS 12583 DIM1 | 2920.22 | . | SUPERNOVA | SUPERNOVA LINE TRIMLESS | ICR | PRO INT | . |  | INT 0214 | 5414823189029 | . | IP20 | LED Technology | 3000K | 80 | . | .
274 89 12 83 ED5 | SUPERNOVA LINE TRIMLESS 12583 DIM5 | 2917.15 | . | SUPERNOVA | SUPERNOVA LINE TRIMLESS | ICR | PRO INT | . |  | INT 0214 | 5414823189036 | . | IP20 | LED Technology | 3000K | 80 | . | .
274 89 06 26 ED5 | SUPERNOVA LINE TRIMLESS 65 TW DIM5 | 1527.71 | . | SUPERNOVA | SUPERNOVA LINE TRIMLESS | ICR | PRO INT | . |  | INT 0215 | 5414823244100 | . | IP20 | LED Technology | 2700-5700 | 80 | . | .
274 89 06 26 WD | SUPERNOVA LINE TRIMLESS 65 TW WD | 1712.41 | . | SUPERNOVA | SUPERNOVA LINE TRIMLESS | ICR | PRO INT | Æ |  | INT 0215 | 5414823271298 | . | IP20 | LED Technology | 2700-5700 | 80 | . | .
274 89 06 83 | SUPERNOVA LINE TRIMLESS 6583 | 1074.42 | . | SUPERNOVA | SUPERNOVA LINE TRIMLESS | ICR | PRO INT | . |  | INT 0214 | 5414823188954 | . | IP20 | LED Technology | 3000K | 80 | . | .
274 89 06 83 ED1 | SUPERNOVA LINE TRIMLESS 6583 DIM1 | 1123.21 | . | SUPERNOVA | SUPERNOVA LINE TRIMLESS | ICR | PRO INT | . |  | INT 0214 | 5414823188961 | . | IP20 | LED Technology | 3000K | 80 | . | .
274 89 06 83 ED5 | SUPERNOVA LINE TRIMLESS 6583 DIM5 | 1133.05 | . | SUPERNOVA | SUPERNOVA LINE TRIMLESS | ICR | PRO INT | . |  | INT 0214 | 5414823188978 | . | IP20 | LED Technology | 3000K | 80 | . | .
274 89 09 26 ED5 | SUPERNOVA LINE TRIMLESS 95 TW DIM5 | 2754.07 | . | SUPERNOVA | SUPERNOVA LINE TRIMLESS | ICR | PRO INT | . |  | INT 0215 | 5414823244117 | . | IP20 | LED Technology | 2700-5700 | 80 | . | .
274 89 09 26 WD | SUPERNOVA LINE TRIMLESS 95 TW WD | 2969.51 | . | SUPERNOVA | SUPERNOVA LINE TRIMLESS | ICR | PRO INT | Æ |  | INT 0215 | 5414823271304 | . | IP20 | LED Technology | 2700-5700 | 80 | . | .
274 89 09 83 | SUPERNOVA LINE TRIMLESS 9583 | 1979.37 | . | SUPERNOVA | SUPERNOVA LINE TRIMLESS | ICR | PRO INT | . |  | INT 0214 | 5414823188985 | . | IP20 | LED Technology | 3000K | 80 | . | .
274 89 09 83 ED1 | SUPERNOVA LINE TRIMLESS 9583 DIM1 | 2069.51 | . | SUPERNOVA | SUPERNOVA LINE TRIMLESS | ICR | PRO INT | . |  | INT 0214 | 5414823188992 | . | IP20 | LED Technology | 3000K | 80 | . | .
274 89 09 83 ED5 | SUPERNOVA LINE TRIMLESS 9583 DIM5 | 2131.62 | . | SUPERNOVA | SUPERNOVA LINE TRIMLESS | ICR | PRO INT | . |  | INT 0214 | 5414823189005 | . | IP20 | LED Technology | 3000K | 80 | . | .
274 89 12528 ED1 | SUPERNOVA TRIMLESS 12528 DIM1 | 4225.02 | . | SUPERNOVA | SUPERNOVA TRIMLESS | ICR | PRO INT | . |  | INT 0214 | 5414823143403 | . | IP20 | LED Technology | 3000K | 80 | . | .
274 89 6528 ED1 | SUPERNOVA TRIMLESS 6528 DIM1 | 1706.43 | . | SUPERNOVA | SUPERNOVA TRIMLESS | ICR | PRO INT | . |  | INT 0214 | 5414823148613 | . | IP20 | LED Technology | 3000K | 80 | . | .
274 89 9528 ED1 | SUPERNOVA TRIMLESS 9528 DIM1 | 2800.6 | . | SUPERNOVA | SUPERNOVA TRIMLESS | ICR | PRO INT | . |  | INT 0214 | 5414823143410 | . | IP20 | LED Technology | 3000K | 80 | . | .
274 84 3224 W | SUPERNOVA F W | 1807.86 | . | SUPERNOVA | SUPERNOVA XS | IFS | PRO INT | . |  | INT 0585 | 5414823143397 | W | IP20 | LED Technology | 3000K | 80 | . | .
274 87 2515 B | SUPERNOVA XS 260 B | 595.17 | . | SUPERNOVA | SUPERNOVA XS | ICS | PRO INT | . |  | INT 0417 | 5414823198373 | B | IP40 | LED Technology | 3000K | 80 | . | .
274 87 2515 ED1 B | SUPERNOVA XS 260 DIM1 B | 648.09 | . | SUPERNOVA | SUPERNOVA XS | ICS | PRO INT | . |  | INT 0417 | 5414823243943 | B | IP40 | LED Technology | 3000K | 80 | . | .
274 87 2515 ED1 W | SUPERNOVA XS 260 DIM1 W | 620.59 | . | SUPERNOVA | SUPERNOVA XS | ICS | PRO INT | . |  | INT 0417 | 5414823178870 | W | IP40 | LED Technology | 3000K | 80 | . | .
274 87 2515 ED5 B | SUPERNOVA XS 260 DIM5 B | 659.15 | . | SUPERNOVA | SUPERNOVA XS | ICS | PRO INT | . |  | INT 0417 | 5414823243950 | B | IP40 | LED Technology | 3000K | 80 | . | .
274 87 2515 ED5 W | SUPERNOVA XS 260 DIM5 W | 631.65 | . | SUPERNOVA | SUPERNOVA XS | ICS | PRO INT | . |  | INT 0417 | 5414823188862 | W | IP40 | LED Technology | 3000K | 80 | . | .
274 87 2515 W | SUPERNOVA XS 260 W | 567.66 | . | SUPERNOVA | SUPERNOVA XS | ICS | PRO INT | . |  | INT 0417 | 5414823129995 | W | IP40 | LED Technology | 3000K | 80 | . | .
274 87 2610 83 N | SUPERNOVA XS 260 X N | 648.7 | . | SUPERNOVA | SUPERNOVA XS | ECS | PRO EXT | . |  | EXT 0909 | 5414823188886 | N | IP64 | LED Technology | 3000K | 80 | . | .
274 87 2610 83 W | SUPERNOVA XS 260 X W | 648.7 | . | SUPERNOVA | SUPERNOVA XS | ECS | PRO EXT | . |  | EXT 0909 | 5414823188893 | W | IP64 | LED Technology | 3000K | 80 | . | .
274 87 3224 B | SUPERNOVA XS 330 B | 767.7 | . | SUPERNOVA | SUPERNOVA XS | ICS | PRO INT | . |  | INT 0417 | 5414823161766 | B | IP40 | LED Technology | 3000K | 80 | . | .
274 87 3224 ED1 B | SUPERNOVA XS 330 DIM1 B | 783.25 | . | SUPERNOVA | SUPERNOVA XS | ICS | PRO INT | . |  | INT 0417 | 5414823243967 | B | IP40 | LED Technology | 3000K | 80 | . | .
274 87 3224 ED1 W | SUPERNOVA XS 330 DIM1 W | 754.93 | . | SUPERNOVA | SUPERNOVA XS | ICS | PRO INT | . |  | INT 0417 | 5414823177903 | W | IP40 | LED Technology | 3000K | 80 | . | .
274 87 3224 ED5 B | SUPERNOVA XS 330 DIM5 B | 802.82 | . | SUPERNOVA | SUPERNOVA XS | ICS | PRO INT | . |  | INT 0417 | 5414823243974 | B | IP40 | LED Technology | 3000K | 80 | . | .
274 87 3224 ED5 W | SUPERNOVA XS 330 DIM5 W | 774.5 | . | SUPERNOVA | SUPERNOVA XS | ICS | PRO INT | . |  | INT 0417 | 5414823180132 | W | IP40 | LED Technology | 3000K | 80 | . | .
274 87 3224 W | SUPERNOVA XS 330 W | 739.38 | . | SUPERNOVA | SUPERNOVA XS | ICS | PRO INT | . |  | INT 0417 | 5414823130304 | W | IP40 | LED Technology | 3000K | 80 | . | .
274 88 2515 B | SUPERNOVA XS PIVOT 260 B | 715.46 | . | SUPERNOVA | SUPERNOVA XS | ICS | PRO INT | . |  | INT 0417 | 5414823136122 | B | IP40 | LED Technology | 3000K | 80 | . | .
274 88 2515 ED1 B | SUPERNOVA XS PIVOT 260 DIM1 B | 769.74 | . | SUPERNOVA | SUPERNOVA XS | ICS | PRO INT | . |  | INT 0417 | 5414823197901 | B | IP40 | LED Technology | 3000K | 80 | . | .
274 88 2515 ED1 W | SUPERNOVA XS PIVOT 260 DIM1 W | 741.53 | . | SUPERNOVA | SUPERNOVA XS | ICS | PRO INT | . |  | INT 0417 | 5414823175480 | W | IP40 | LED Technology | 3000K | 80 | . | .
274 88 2515 ED5 B | SUPERNOVA XS PIVOT 260 DIM5 B | 781.09 | . | SUPERNOVA | SUPERNOVA XS | ICS | PRO INT | . |  | INT 0417 | 5414823223693 | B | IP40 | LED Technology | 3000K | 80 | . | .
274 88 2515 ED5 W | SUPERNOVA XS PIVOT 260 DIM5 W | 752.87 | . | SUPERNOVA | SUPERNOVA XS | ICS | PRO INT | . |  | INT 0417 | 5414823188916 | W | IP40 | LED Technology | 3000K | 80 | . | .
274 88 2515 W | SUPERNOVA XS PIVOT 260 W | 687.24 | . | SUPERNOVA | SUPERNOVA XS | ICS | PRO INT | . |  | INT 0417 | 5414823129223 | W | IP40 | LED Technology | 3000K | 80 | . | .
274 88 2610 83 N | SUPERNOVA XS PIVOT 260 X N | 817.39 | . | SUPERNOVA | SUPERNOVA XS | ECS | PRO EXT | . |  | EXT 0909 | 5414823188930 | N | IP64 | LED Technology | 3000K | 80 | . | .
274 88 2610 83 W | SUPERNOVA XS PIVOT 260 X W | 817.39 | . | SUPERNOVA | SUPERNOVA XS | ECS | PRO EXT | . |  | EXT 0909 | 5414823188947 | W | IP64 | LED Technology | 3000K | 80 | . | .
274 88 3224 B | SUPERNOVA XS PIVOT 330 B | 888.98 | . | SUPERNOVA | SUPERNOVA XS | ICS | PRO INT | . |  | INT 0417 | 5414823136139 | B | IP40 | LED Technology | 3000K | 80 | . | .
274 88 3224 ED1 B | SUPERNOVA XS PIVOT 330 DIM1 B | 904.94 | . | SUPERNOVA | SUPERNOVA XS | ICS | PRO INT | . |  | INT 0417 | 5414823197918 | B | IP40 | LED Technology | 3000K | 80 | . | .
274 88 3224 ED1 W | SUPERNOVA XS PIVOT 330 DIM1 W | 875.9 | . | SUPERNOVA | SUPERNOVA XS | ICS | PRO INT | . |  | INT 0417 | 5414823178559 | W | IP40 | LED Technology | 3000K | 80 | . | .
274 88 3224 ED5 B | SUPERNOVA XS PIVOT 330 DIM5 B | 925.02 | . | SUPERNOVA | SUPERNOVA XS | ICS | PRO INT | . |  | INT 0417 | 5414823223709 | B | IP40 | LED Technology | 3000K | 80 | . | .
274 88 3224 ED5 W | SUPERNOVA XS PIVOT 330 DIM5 W | 895.97 | . | SUPERNOVA | SUPERNOVA XS | ICS | PRO INT | . |  | INT 0417 | 5414823178733 | W | IP40 | LED Technology | 3000K | 80 | . | .
274 88 3224 W | SUPERNOVA XS PIVOT 330 W | 859.93 | . | SUPERNOVA | SUPERNOVA XS | ICS | PRO INT | . |  | INT 0417 | 5414823130311 | W | IP40 | LED Technology | 3000K | 80 | . | .
274 86 2515 B | SUPERNOVA XS RECESSED 260 B | 759.78 | . | SUPERNOVA | SUPERNOVA XS | ICR | PRO INT | . |  | INT 0211 | 5414823230233 | B | IP40 | LED Technology | 3000K | 80 | . | .
274 86 2515 ED1 B | SUPERNOVA XS RECESSED 260 DIM1 B | 845.73 | . | SUPERNOVA | SUPERNOVA XS | ICR | PRO INT | . |  | INT 0211 | 5414823243905 | B | IP40 | LED Technology | 3000K | 80 | . | .
274 86 2515 ED1 W | SUPERNOVA XS RECESSED 260 DIM1 W | 817.5 | . | SUPERNOVA | SUPERNOVA XS | ICR | PRO INT | . |  | INT 0211 | 5414823159138 | W | IP40 | LED Technology | 3000K | 80 | . | .
274 86 2515 ED5 B | SUPERNOVA XS RECESSED 260 DIM5 B | 857.09 | . | SUPERNOVA | SUPERNOVA XS | ICR | PRO INT | . |  | INT 0211 | 5414823243912 | B | IP40 | LED Technology | 3000K | 80 | . | .
274 86 2515 ED5 W | SUPERNOVA XS RECESSED 260 DIM5 W | 828.87 | . | SUPERNOVA | SUPERNOVA XS | ICR | PRO INT | . |  | INT 0211 | 5414823188855 | W | IP40 | LED Technology | 3000K | 80 | . | .
274 86 2515 W | SUPERNOVA XS RECESSED 260 W | 731.56 | . | SUPERNOVA | SUPERNOVA XS | ICR | PRO INT | . |  | INT 0211 | 5414823133398 | W | IP40 | LED Technology | 3000K | 80 | . | .
274 86 3224 B | SUPERNOVA XS RECESSED 330 B | 907.06 | . | SUPERNOVA | SUPERNOVA XS | ICR | PRO INT | . |  | INT 0211 | 5414823180224 | B | IP40 | LED Technology | 3000K | 80 | . | .
274 86 3224 ED1 B | SUPERNOVA XS RECESSED 330 DIM1 B | 927.35 | . | SUPERNOVA | SUPERNOVA XS | ICR | PRO INT | . |  | INT 0211 | 5414823243929 | B | IP40 | LED Technology | 3000K | 80 | . | .
274 86 3224 ED1 W | SUPERNOVA XS RECESSED 330 DIM1 W | 898.31 | . | SUPERNOVA | SUPERNOVA XS | ICR | PRO INT | . |  | INT 0211 | 5414823174544 | W | IP40 | LED Technology | 3000K | 80 | . | .
274 86 3224 ED5 B | SUPERNOVA XS RECESSED 330 DIM5 B | 947.43 | . | SUPERNOVA | SUPERNOVA XS | ICR | PRO INT | . |  | INT 0211 | 5414823243936 | B | IP40 | LED Technology | 3000K | 80 | . | .
274 86 3224 ED5 W | SUPERNOVA XS RECESSED 330 DIM5 W | 918.38 | . | SUPERNOVA | SUPERNOVA XS | ICR | PRO INT | . |  | INT 0211 | 5414823179068 | W | IP40 | LED Technology | 3000K | 80 | . | .
274 86 3224 W | SUPERNOVA XS RECESSED 330 W | 878.01 | . | SUPERNOVA | SUPERNOVA XS | ICR | PRO INT | . |  | INT 0211 | 5414823133404 | W | IP40 | LED Technology | 3000K | 80 | . | .
274 88 2515 ADM B | SUPERNOVA XS PIVOT 260 ADM B | 794.38 | . | SUPERNOVA | SUPERNOVA XS ADM | IT | PRO INT | . |  | INT 0643 | 5414823243981 | B | IP20 | LED Technology | 3000K | 80 | . | .
274 88 2515 ADM ED1 B | SUPERNOVA XS PIVOT 260 ADM DIM1 B | 848.65 | . | SUPERNOVA | SUPERNOVA XS ADM | IT | PRO INT | . |  | INT 0643 | 5414823243998 | B | IP20 | LED Technology | 3000K | 80 | . | .
274 88 2515 ADM ED1 W | SUPERNOVA XS PIVOT 260 ADM DIM1 W | 820.44 | . | SUPERNOVA | SUPERNOVA XS ADM | IT | PRO INT | . |  | INT 0643 | 5414823244001 | W | IP20 | LED Technology | 3000K | 80 | . | .
274 88 2515 ADM ED5 B | SUPERNOVA XS PIVOT 260 ADM DIM5 B | 860.01 | . | SUPERNOVA | SUPERNOVA XS ADM | IT | PRO INT | . |  | INT 0643 | 5414823244018 | B | IP20 | LED Technology | 3000K | 80 | . | .
274 88 2515 ADM ED5 W | SUPERNOVA XS PIVOT 260 ADM DIM5 W | 831.8 | . | SUPERNOVA | SUPERNOVA XS ADM | IT | PRO INT | . |  | INT 0643 | 5414823244025 | W | IP20 | LED Technology | 3000K | 80 | . | .
274 88 2515 ADM W | SUPERNOVA XS PIVOT 260 ADM W | 766.17 | . | SUPERNOVA | SUPERNOVA XS ADM | IT | PRO INT | . |  | INT 0643 | 5414823244032 | W | IP20 | LED Technology | 3000K | 80 | . | .
274 88 3224 ADM B | SUPERNOVA XS PIVOT 330 ADM B | 993.27 | . | SUPERNOVA | SUPERNOVA XS ADM | IT | PRO INT | . |  | INT 0643 | 5414823244049 | B | IP20 | LED Technology | 3000K | 80 | . | .
274 88 3224 ADM ED1 B | SUPERNOVA XS PIVOT 330 ADM DIM1 B | 1009.24 | . | SUPERNOVA | SUPERNOVA XS ADM | IT | PRO INT | . |  | INT 0643 | 5414823244056 | B | IP20 | LED Technology | 3000K | 80 | . | .
274 88 3224 ADM ED1 W | SUPERNOVA XS PIVOT 330 ADM DIM1 W | 980.19 | . | SUPERNOVA | SUPERNOVA XS ADM | IT | PRO INT | . |  | INT 0643 | 5414823244063 | W | IP20 | LED Technology | 3000K | 80 | . | .
274 88 3224 ADM ED5 B | SUPERNOVA XS PIVOT 330 ADM DIM5 B | 1030.51 | . | SUPERNOVA | SUPERNOVA XS ADM | IT | PRO INT | . |  | INT 0643 | 5414823244070 | B | IP20 | LED Technology | 3000K | 80 | . | .
274 88 3224 ADM ED5 W | SUPERNOVA XS PIVOT 330 ADM DIM5 W | 1001.46 | . | SUPERNOVA | SUPERNOVA XS ADM | IT | PRO INT | . |  | INT 0643 | 5414823244087 | W | IP20 | LED Technology | 3000K | 80 | . | .
274 88 3224 ADM W | SUPERNOVA XS PIVOT 330 ADM W | 964.21 | . | SUPERNOVA | SUPERNOVA XS ADM | IT | PRO INT | . |  | INT 0643 | 5414823244094 | W | IP20 | LED Technology | 3000K | 80 | . | .
308 12 07 00 B | SUPER-OH! 120 B | 2017.44 | . | SUPER-OH | SUPER-OH | ICP | PRO INT | . |  | INT 0403 | 5414823181283 | B | IP20 | Incandescent | . | . | . | .
308 17 10 00 B | SUPER-OH! 170 B | 2550.51 | . | SUPER-OH | SUPER-OH | ICP | PRO INT | . |  | INT 0403 | 5414823189951 | B | IP20 | Incandescent | . | . | . | .
308 07 05 00 B | SUPER-OH! 70 B | 1509.51 | . | SUPER-OH | SUPER-OH | ICP | PRO INT | . |  | INT 0403 | 5414823189920 | B | IP20 | Incandescent | . | . | . | .
308 12 06 822 B | SUPER-OH! 120 82720 B | 2902.75 | . | SUPER-OH | SUPER-OH LED | ICP | PRO INT | . |  | INT 0403 | 5414823189937 | B | IP20 | LED Technology | 2700K | 80 | 20 | .
308 12 06 832 B | SUPER-OH! 120 83020 B | 2902.75 | . | SUPER-OH | SUPER-OH LED | ICP | PRO INT | . |  | INT 0403 | 5414823181276 | B | IP20 | LED Technology | 3000K | 80 | 20 | .
308 12 12 822 B | SUPER-OH! 120 DOWN-UP 82720 B | 3631.51 | . | SUPER-OH | SUPER-OH LED | ICP | PRO INT | . |  | INT 0403 | 5414823213342 | B | IP20 | LED Technology | 2700K | 80 | 20 | .
308 12 12 832 B | SUPER-OH! 120 DOWN-UP 83020 B | 3631.51 | . | SUPER-OH | SUPER-OH LED | ICP | PRO INT | . |  | INT 0403 | 5414823213359 | B | IP20 | LED Technology | 3000K | 80 | 20 | .
308 17 08 822 B | SUPER-OH! 170 82720 B | 3663.75 | . | SUPER-OH | SUPER-OH LED | ICP | PRO INT | . |  | INT 0403 | 5414823189944 | B | IP20 | LED Technology | 2700K | 80 | 20 | .
308 17 08 832 B | SUPER-OH! 170 83020 B | 3663.75 | . | SUPER-OH | SUPER-OH LED | ICP | PRO INT | . |  | INT 0403 | 5414823181290 | B | IP20 | LED Technology | 3000K | 80 | 20 | .
308 17 16 822 B | SUPER-OH! 170 DOWN-UP 82720 B | 4629.53 | . | SUPER-OH | SUPER-OH LED | ICP | PRO INT | . |  | INT 0403 | 5414823213366 | B | IP20 | LED Technology | 2700K | 80 | 20 | .
308 17 16 832 B | SUPER-OH! 170 DOWN-UP 83020 B | 4629.53 | . | SUPER-OH | SUPER-OH LED | ICP | PRO INT | . |  | INT 0403 | 5414823213373 | B | IP20 | LED Technology | 3000K | 80 | 20 | .
308 07 03 822 B | SUPER-OH! 70 82720 B | 1801.02 | . | SUPER-OH | SUPER-OH LED | ICP | PRO INT | . |  | INT 0403 | 5414823189913 | B | IP20 | LED Technology | 2700K | 80 | 20 | .
308 07 03 832 B | SUPER-OH! 70 83020 B | 1801.02 | . | SUPER-OH | SUPER-OH LED | ICP | PRO INT | . |  | INT 0403 | 5414823181269 | B | IP20 | LED Technology | 3000K | 80 | 20 | .
308 07 06 822 B | SUPER-OH! 70 DOWN-UP 82720 B | 2175.39 | . | SUPER-OH | SUPER-OH LED | ICP | PRO INT | . |  | INT 0403 | 5414823213328 | B | IP20 | LED Technology | 2700K | 80 | 20 | .
308 07 06 832 B | SUPER-OH! 70 DOWN-UP 83020 B | 2175.39 | . | SUPER-OH | SUPER-OH LED | ICP | PRO INT | . |  | INT 0403 | 5414823213335 | B | IP20 | LED Technology | 3000K | 80 | 20 | .
308 18 12 83 ED5 B | SUPER-OH! 120 SBL DIM5 B | 2548.15 | . | SUPER-OH | SUPER-OH SBL | ICP | PRO INT | . |  | INT 0401 | 5414823211058 | B | IP20 | LED Technology | 3000K | 80 | . | .
308 18 12 83 ED5 W | SUPER-OH! 120 SBL DIM5 W | 2548.15 | . | SUPER-OH | SUPER-OH SBL | ICP | PRO INT | . |  | INT 0401 | 5414823213403 | W | IP20 | LED Technology | 3000K | 80 | . | .
308 19 12 83 ED5 B | SUPER-OH! 120 SBL DOWN-UP DIM5 B | 3048.72 | . | SUPER-OH | SUPER-OH SBL | ICP | PRO INT | . |  | INT 0401 | 5414823213434 | B | IP20 | LED Technology | 3000K | 80 | . | .
308 19 12 83 ED5 W | SUPER-OH! 120 SBL DOWN-UP DIM5 W | 3048.72 | . | SUPER-OH | SUPER-OH SBL | ICP | PRO INT | . |  | INT 0401 | 5414823213441 | W | IP20 | LED Technology | 3000K | 80 | . | .
308 18 07 83 B | SUPER-OH! 70 SBL B | 1684.42 | . | SUPER-OH | SUPER-OH SBL | ICP | PRO INT | . |  | INT 0401 | 5414823213380 | B | IP20 | LED Technology | 3000K | 80 | . | .
308 19 07 83 B | SUPER-OH! 70 SBL DOWN-UP B | 2021.66 | . | SUPER-OH | SUPER-OH SBL | ICP | PRO INT | . |  | INT 0401 | 5414823213410 | B | IP20 | LED Technology | 3000K | 80 | . | .
308 19 07 83 W | SUPER-OH! 70 SBL DOWN-UP W | 2021.66 | . | SUPER-OH | SUPER-OH SBL | ICP | PRO INT | . |  | INT 0401 | 5414823213427 | W | IP20 | LED Technology | 3000K | 80 | . | .
308 18 07 83 W | SUPER-OH! 70 SBL W | 1684.42 | . | SUPER-OH | SUPER-OH SBL | ICP | PRO INT | . |  | INT 0401 | 5414823213397 | W | IP20 | LED Technology | 3000K | 80 | . | .
308 20 12 83 ED1 | SUPER-OH! 120 SBL TRIMLESS DIM1 | 2529.88 | . | SUPER-OH | SUPER-OH SBL TRIMLESS | ICR | PRO INT | . |  | INT 0205 | 5414823213472 | . | IP20 | LED Technology | 3000K | 80 | . | .
308 20 12 83 ED5 | SUPER-OH! 120 SBL TRIMLESS DIM5 | 2638.07 | . | SUPER-OH | SUPER-OH SBL TRIMLESS | ICR | PRO INT | . |  | INT 0205 | 5414823213489 | . | IP20 | LED Technology | 3000K | 80 | . | .
308 20 07 83 ED1 | SUPER-OH! 70 SBL TRIMLESS DIM1 | 1674.38 | . | SUPER-OH | SUPER-OH SBL TRIMLESS | ICR | PRO INT | . |  | INT 0205 | 5414823213458 | . | IP20 | LED Technology | 3000K | 80 | . | .
308 20 07 83 ED5 | SUPER-OH! 70 SBL TRIMLESS DIM5 | 1746.26 | . | SUPER-OH | SUPER-OH SBL TRIMLESS | ICR | PRO INT | . |  | INT 0205 | 5414823213465 | . | IP20 | LED Technology | 3000K | 80 | . | .
308 21 02 83 ED8 B | SUPER-OH! XS 25 DIM8 B | 451.59 | . | SUPER-OH | SUPER-OH XS | ICS | PRO INT | . |  | INT 0399 | 5414823213496 | B | IP40 | LED Technology | 3000K | 80 | . | .
308 21 02 83 ED8 W | SUPER-OH! XS 25 DIM8 W | 451.59 | . | SUPER-OH | SUPER-OH XS | ICS | PRO INT | . |  | INT 0399 | 5414823213502 | W | IP40 | LED Technology | 3000K | 80 | . | .
308 241 03 83 ED8 B | SUPER-OH! XS 39 C DIM8 B | 805.29 | . | SUPER-OH | SUPER-OH XS | ICS | PRO INT | . |  | INT 0399 | 5414823246098 | B | IP20 | LED Technology | 3000K | 80 | . | .
308 241 03 83 ED8 W | SUPER-OH! XS 39 C DIM8 W | 805.29 | . | SUPER-OH | SUPER-OH XS | ICS | PRO INT | . |  | INT 0399 | 5414823246104 | W | IP20 | LED Technology | 3000K | 80 | . | .
308 21 03 83 ED8 B | SUPER-OH! XS 39 DIM8 B | 622.38 | . | SUPER-OH | SUPER-OH XS | ICS | PRO INT | . |  | INT 0399 | 5414823213519 | B | IP40 | LED Technology | 3000K | 80 | . | .
308 21 03 83 ED8 W | SUPER-OH! XS 39 DIM8 W | 622.38 | . | SUPER-OH | SUPER-OH XS | ICS | PRO INT | . |  | INT 0399 | 5414823213526 | W | IP40 | LED Technology | 3000K | 80 | . | .
308 22 02 83 ED8 B | SUPER-OH! XS PIVOT 25 DIM8 B | 620.69 | . | SUPER-OH | SUPER-OH XS | ICS | PRO INT | . |  | INT 0399 | 5414823211065 | B | IP20 | LED Technology | 3000K | 80 | . | .
308 22 02 83 ED8 W | SUPER-OH! XS PIVOT 25 DIM8 W | 620.69 | . | SUPER-OH | SUPER-OH XS | ICS | PRO INT | . |  | INT 0399 | 5414823213557 | W | IP20 | LED Technology | 3000K | 80 | . | .
308 22 03 83 ED8 B | SUPER-OH! XS PIVOT 39 DIM8 B | 791.5 | . | SUPER-OH | SUPER-OH XS | ICS | PRO INT | . |  | INT 0399 | 5414823213588 | B | IP20 | LED Technology | 3000K | 80 | . | .
308 22 03 83 ED8 W | SUPER-OH! XS PIVOT 39 DIM8 W | 791.5 | . | SUPER-OH | SUPER-OH XS | ICS | PRO INT | . |  | INT 0399 | 5414823213595 | W | IP20 | LED Technology | 3000K | 80 | . | .
308 22 02 83 ADM ED8 B | SUPER-OH! XS PIVOT 25 ADM DIM8 B | 621.13 | . | SUPER-OH | SUPER-OH XS ADM | IT | PRO INT | . |  | INT 0639 | 5414823246043 | B | IP20 | LED Technology | 3000K | 80 | . | .
308 22 02 83 ADM ED8 W | SUPER-OH! XS PIVOT 25 ADM DIM8 W | 621.13 | . | SUPER-OH | SUPER-OH XS ADM | IT | PRO INT | . |  | INT 0639 | 5414823246050 | W | IP20 | LED Technology | 3000K | 80 | . | .
308 22 03 83 ADM ED8 B | SUPER-OH! XS PIVOT 39 ADM DIM8 B | 791.92 | . | SUPER-OH | SUPER-OH XS ADM | IT | PRO INT | . |  | INT 0639 | 5414823246067 | B | IP20 | LED Technology | 3000K | 80 | . | .
308 22 03 83 ADM ED8 W | SUPER-OH! XS PIVOT 39 ADM DIM8 W | 791.92 | . | SUPER-OH | SUPER-OH XS ADM | IT | PRO INT | . |  | INT 0639 | 5414823246074 | W | IP20 | LED Technology | 3000K | 80 | . | .
203 10 01 A | JACKPOINT A | 24.66 | . | SYSTEM JACK | JACK POINT | ICS | COM INT | . |  | INT 0307 | 5414823020933 | A | IP20 | . | . | . | . | .
203 10 01 B | JACKPOINT B | 24.66 | . | SYSTEM JACK | JACK POINT | ICS | COM INT | . |  | INT 0307 | 5414823020940 | B | IP20 | . | . | . | . | .
203 10 01 W | JACKPOINT W | 24.66 | . | SYSTEM JACK | JACK POINT | ICS | COM INT | . |  | INT 0307 | 5414823020988 | W | IP20 | . | . | . | . | .
300 90 010 | 24V-DC / 4A WIRELESS DIM UNIT | 140.64 | ∆ | TECHNICAL | CTRL DELTA | LT | PRO INT | . |  | TEC 26 | 5414823245398 | . | IP20 | . | . | . | . | .
300 90 012 | SMART 48 MODULATOR WD | 250.18 | ∆ | TECHNICAL | CTRL DELTA | LT | PRO INT | . |  | PRO 0680, TEC 07 | 5414823245411 | . | IP20 | . | . | . | . | .
300 90 006 | WIRELESS CONTROL 2 CHANNEL TUNABLE WHITE | 192.15 | ∆ | TECHNICAL | CTRL DELTA | LT | PRO INT | . |  | TEC 05 | 5414823221569 | . | IP20 | . | . | . | . | .
300 90 005 | WIRELESS CONTROL 4 CHANNEL WHITE | 192.15 | ∆ | TECHNICAL | CTRL DELTA | LT | PRO INT | . |  | TEC 05 | 5414823226380 | . | IP20 | . | . | . | . | .
300 90 016 ED1 | WIRELESS CONTROL 5A DIM1 | 203.72 | ∆ | TECHNICAL | CTRL DELTA | LT | PRO INT | . |  | TEC 05 | 5414823245459 | . | IP20 | . | . | . | . | .
300 90 004 ED5 | WIRELESS CONTROL DIM5 | 136.38 | ∆ | TECHNICAL | CTRL DELTA | LT | PRO INT | . |  | TEC 05 | 5414823213229 | . | IP20 | . | . | . | . | .
300 90 004 ED8 | WIRELESS CONTROL DIM8 | 101.62 | ∆ | TECHNICAL | CTRL DELTA | LT | PRO INT | . |  | TEC 05 | 5414823217197 | . | IP20 | . | . | . | . | .
300 90 009 | WIRELESS CONTROL PUSH BUTTON INTERFACE | 130.45 | ∆ | TECHNICAL | CTRL DELTA | LT | PRO INT | . |  | TEC 05 | 5414823245381 | . | IP20 | . | . | . | . | .
300 90 007 | WIRELESS CONTROL RGB | 192.15 | ∆ | TECHNICAL | CTRL DELTA | LT | PRO INT | . |  | TEC 05 | 5414823220265 | . | IP20 | . | . | . | . | .
300 90 008 | WIRELESS CONTROL RGBW | 192.15 | ∆ | TECHNICAL | CTRL DELTA | LT | PRO INT | . |  | TEC 05 | 5414823226304 | . | IP20 | . | . | . | . | .
21032 0020 | WIRELESS PUSH BUTTON INTERFACE 24V | 125.15 | ∆ | TECHNICAL | CTRL DELTA | LT | PRO INT | Æ |  | TEC 05 | 5414823315442 | . | IP20 | . | . | . | . | .
300 90 312 B | WIRELESS SWITCHBOARD - 4 FUNCTIONS B | 327.9 | ∆ | TECHNICAL | CTRL DELTA | LT | PRO INT | . |  | TEC 05 | 5414823220357 | B | IP20 | . | . | . | . | .
300 90 312 W | WIRELESS SWITCHBOARD - 4 FUNCTIONS W | 327.9 | ∆ | TECHNICAL | CTRL DELTA | LT | PRO INT | . |  | TEC 05 | 5414823220272 | W | IP20 | . | . | . | . | .
309 106 38 22 | HALOLED 51 - 36° (20W) WW | 58.41 | ∆ | TECHNICAL | LAMPS LED | LAG | COM INT | . |  | TEC 09 | 5414823149887 | . | . | . | 3000K | 90 | 36 | .
21029 0010 | HALOLED 51-36° (50W) 3000K | 42.49 | ∆ | TECHNICAL | LAMPS LED | LAG | COM INT | Æ |  | TEC 09 | 5414823323072 | . | . | . | 3000K | 95 | 36 | .
309 107 38 23 | HALOLED Hi - 36° (5,5W) WW | 100.2 | ∆ | TECHNICAL | LAMPS LED | LAG | COM INT | . |  | TEC 09 | 5414823277221 | . | . | . | 3000K | 80 | 40 | .
309 107 38 13 | HALOLED Hi - 36° (7,5W) WW | 41.94 | ∆ | TECHNICAL | LAMPS LED | LAG | COM INT | . |  | TEC 09 | 5414823277214 | . | . | . | 3000K | 95 | 40 | .
309 107 38 32 | HALOLED Hi - 40° (5,4W) WW | 81.54 | ∆ | TECHNICAL | LAMPS LED | LAG | COM INT | . |  | TEC 09 | 5414823149900 | . | . | . | 2700K | 80 | 40 | .
21024 0100 | LED FILAMENT 60 E27 6W 2200K - MIST | 57.61 | ∆ | TECHNICAL | LAMPS LED | LAG | COM INT | . |  | TEC 08 | 5414823306518 | . | . | . | 2200K | 90 | . | .
309 109 00 25 | LED FILAMENT 60 E27 6W 2700K | 27.91 | ∆ | TECHNICAL | LAMPS LED | LAG | COM INT | . |  | TEC 08 | 5414823181306 | . | . | . | 2700K | 80 | . | .
21024 0090 | LED FILAMENT GL125 E27 6W 2000K - SMOKE | 80.76 | ∆ | TECHNICAL | LAMPS LED | LAG | COM INT | . |  | TEC 08 | 5414823306501 | . | . | . | 2000K | 90 | . | .
309 109 06 27 | LED FILAMENT GL125 E27 8W 2700K | 56.22 | ∆ | TECHNICAL | LAMPS LED | LAG | COM INT | . |  | TEC 08 | 5414823277252 | . | . | . | 2700K | 80 | . | .
309 109 05 27 | LED FILAMENT GL125 E27 8W 2700K - GOLD | 57 | ∆ | TECHNICAL | LAMPS LED | LAG | COM INT | . |  | TEC 08 | 5414823277245 | . | . | . | 2700K | 80 | . | .
21024 0060 | LED FILAMENT GL80 E27 6W 2000K - SMOKE | 73.82 | ∆ | TECHNICAL | LAMPS LED | LAG | COM INT | . |  | TEC 08 | 5414823306471 | . | . | . | 2000K | 90 | . | .
309 109 02 27 | LED FILAMENT GL80 E27 8W 2700K | 38.88 | ∆ | TECHNICAL | LAMPS LED | LAG | COM INT | . |  | TEC 08 | 5414823181320 | . | . | . | 2700K | 80 | . | .
21024 0080 | LED FILAMENT GL95 E27 6W 2000K - SMOKE | 78.46 | ∆ | TECHNICAL | LAMPS LED | LAG | COM INT | . |  | TEC 08 | 5414823306495 | . | . | . | 2000K | 90 | . | .
309 109 03 27 | LED FILAMENT GL95 E27 8W 2700K | 41.01 | ∆ | TECHNICAL | LAMPS LED | LAG | COM INT | . |  | TEC 08 | 5414823181337 | . | . | . | 2700K | 80 | . | .
309 109 04 27 | LED FILAMENT GL95 E27 8W 2700K - GOLD | 45.91 | ∆ | TECHNICAL | LAMPS LED | LAG | COM INT | . |  | TEC 08 | 5414823277238 | . | . | . | 2700K | 80 | . | .
21024 0110 | LED FILAMENT T30 E27 12W 2200K | 96.98 | ∆ | TECHNICAL | LAMPS LED | LAG | COM INT | . |  | TEC 08 | 5414823306075 | . | . | . | 2200K | 95 | . | .
21024 0070 | LED FILAMENT T64 E27 6W 2000K - SMOKE | 64.54 | ∆ | TECHNICAL | LAMPS LED | LAG | COM INT | . |  | TEC 08 | 5414823306488 | . | . | . | 2000K | 90 | . | .
309 109 01 27 | LED FILAMENT T64 E27 8W 2700K | 44.81 | ∆ | TECHNICAL | LAMPS LED | LAG | COM INT | . |  | TEC 08 | 5414823181313 | . | . | . | 2700K | 80 | . | .
309 111 811 922 A | REO 111 92733 A | 165.05 | . | TECHNICAL | LAMPS REO | LAG | PRO INT | . |  | TEC 09 | 5414823246111 | A | IP20 | . | 2700K | 90 | 33 | .
309 111 811 922 B | REO 111 92733 B | 165.05 | . | TECHNICAL | LAMPS REO | LAG | PRO INT | . |  | TEC 09 | 5414823235887 | B | IP20 | . | 2700K | 90 | 33 | .
309 111 811 922 W | REO 111 92733 W | 165.05 | . | TECHNICAL | LAMPS REO | LAG | PRO INT | . |  | TEC 09 | 5414823235894 | W | IP20 | . | 2700K | 90 | 33 | .
309 111 811 923 A | REO 111 92750 A | 165.05 | . | TECHNICAL | LAMPS REO | LAG | PRO INT | . |  | TEC 09 | 5414823246128 | A | IP20 | . | 2700K | 90 | 50 | .
309 111 811 923 B | REO 111 92750 B | 165.05 | . | TECHNICAL | LAMPS REO | LAG | PRO INT | . |  | TEC 09 | 5414823246135 | B | IP20 | . | 2700K | 90 | 50 | .
309 111 811 923 W | REO 111 92750 W | 165.05 | . | TECHNICAL | LAMPS REO | LAG | PRO INT | . |  | TEC 09 | 5414823235900 | W | IP20 | . | 2700K | 90 | 50 | .
309 111 811 932 A | REO 111 93033 A | 165.05 | . | TECHNICAL | LAMPS REO | LAG | PRO INT | . |  | TEC 09 | 5414823246142 | A | IP20 | . | 3000K | 90 | 33 | .
309 111 811 932 B | REO 111 93033 B | 165.05 | . | TECHNICAL | LAMPS REO | LAG | PRO INT | . |  | TEC 09 | 5414823246159 | B | IP20 | . | 3000K | 90 | 33 | .
309 111 811 932 W | REO 111 93033 W | 165.05 | . | TECHNICAL | LAMPS REO | LAG | PRO INT | . |  | TEC 09 | 5414823231353 | W | IP20 | . | 3000K | 90 | 33 | .
309 111 811 933 A | REO 111 93050 A | 165.05 | . | TECHNICAL | LAMPS REO | LAG | PRO INT | . |  | TEC 09 | 5414823246166 | A | IP20 | . | 3000K | 90 | 50 | .
309 111 811 933 B | REO 111 93050 B | 165.05 | . | TECHNICAL | LAMPS REO | LAG | PRO INT | . |  | TEC 09 | 5414823246173 | B | IP20 | . | 3000K | 90 | 50 | .
309 111 811 933 W | REO 111 93050 W | 165.05 | . | TECHNICAL | LAMPS REO | LAG | PRO INT | . |  | TEC 09 | 5414823235917 | W | IP20 | . | 3000K | 90 | 50 | .
300 90 003 ED1 | 24V-DC / 4A DIM1 UNIT | 43.57 | ∆ | TECHNICAL | LED CONTROLLER | LT | PRO INT | . |  | TEC 26 | 5414823245374 | . | IP20 | . | . | . | . | .
300 90 003 ED5 | 24V-DC / 4A DIM5 UNIT | 81.03 | ∆ | TECHNICAL | LED CONTROLLER | LT | PRO INT | . |  | TEC 26 | 5414823213205 | . | IP20 | . | . | . | . | .
300 90 017 | AC SURGE PROTECTOR 110-120V DIN | 127.56 | ∆ | TECHNICAL | LED CONTROLLER | LT | PRO INT | . |  | TEC 16 | 5414823245466 | . | IP20 | . | . | . | . | .
300 90 013 | AC SURGE PROTECTOR 230-240V | 87.15 | ∆ | TECHNICAL | LED CONTROLLER | LT | PRO INT | . |  | TEC 16 | 5414823245428 | . | IP20 | . | . | . | . | .
300 90 018 | AC SURGE PROTECTOR 230-240V DIN | 127.56 | ∆ | TECHNICAL | LED CONTROLLER | LT | PRO INT | . |  | TEC 16 | 5414823245473 | . | IP20 | . | . | . | . | .
300 90 137 | DALI REPEATER | 318.13 | ∆ | TECHNICAL | LED CONTROLLER | LT | PRO INT | . |  | TEC 05 | 5414823245602 | . | IP20 | . | . | . | . | .
300 90 014 | DC SURGE PROTECTOR 30V-DC | 127.56 | ∆ | TECHNICAL | LED CONTROLLER | LT | PRO INT | . |  | TEC 16 | 5414823245435 | . | IP20 | . | . | . | . | .
300 90 015 | DC SURGE PROTECTOR 75V-DC | 127.56 | ∆ | TECHNICAL | LED CONTROLLER | LT | PRO INT | . |  | TEC 16 | 5414823245442 | . | IP20 | . | . | . | . | .
300 90 126 | FALLING EDGE DIMMER 200W DIM2 | 469.47 | ∆ | TECHNICAL | LED CONTROLLER | LT | PRO INT | . |  | TEC 27 | 5414823231155 | . | IP20 | . | . | . | . | .
300 90 019 | INFRARED PROGRAMMING UNIT FOR AMBIANT LIGHT & MOTION SENSOR | 38.4 | ∆ | TECHNICAL | LED CONTROLLER | LT | PRO INT | . |  | TEC 06 | 5414823245480 | . | . | . | . | . | . | .
300 90 24 ED2 | LED DIMMODULE 24V / 3CH / 6A DIM2 | 124.78 | ∆ | TECHNICAL | LED CONTROLLER | LT | PRO INT | . |  | TEC 26 | 5414823189784 | . | IP20 | . | . | . | . | .
300 90 67 | LED POWER CONVERTER 24V-DC TO MULTI CURRENT 48W DIM9 | 127.49 | ∆ | TECHNICAL | LED CONTROLLER | LT | PRO INT | . |  | TEC 23 | 5414823166716 | . | IP20 | . | . | . | . | .
300 48 350 ED1 | LED POWER CONVERTER 48V-DC to 350 mA-DC / 15W DIM1 | 45.8 | ∆ | TECHNICAL | LED CONTROLLER | LT | PRO INT | . |  | TEC 22 | 5414823245206 | . | IP20 | . | . | . | . | .
300 48 350 ED5 | LED POWER CONVERTER 48V-DC to 350 mA-DC / 15W DIM5 | 48.9 | ∆ | TECHNICAL | LED CONTROLLER | LT | PRO INT | . |  | TEC 22 | 5414823245213 | . | IP20 | . | . | . | . | .
300 48 350 MDL | LED POWER CONVERTER 48V-DC to 350 mA-DC / 15W MDL | 50.23 | ∆ | TECHNICAL | LED CONTROLLER | LT | PRO INT | . |  | TEC 22 | 5414823245220 | . | IP20 | . | . | . | . | .
300 48 350 WDL | LED POWER CONVERTER 48V-DC to 350 mA-DC / 15W WDL | 189.67 | ∆ | TECHNICAL | LED CONTROLLER | LT | PRO INT | . |  | TEC 23 | 5414823245237 | . | IP20 | . | . | . | . | .
300 48 500 ED1 | LED POWER CONVERTER 48V-DC to 500 mA-DC / 22W DIM1 | 45.8 | ∆ | TECHNICAL | LED CONTROLLER | LT | PRO INT | . |  | TEC 22 | 5414823213168 | . | IP20 | . | . | . | . | .
300 48 500 ED5 | LED POWER CONVERTER 48V-DC to 500 mA-DC / 22W DIM5 | 48.9 | ∆ | TECHNICAL | LED CONTROLLER | LT | PRO INT | . |  | TEC 22 | 5414823245244 | . | IP20 | . | . | . | . | .
300 48 500 MDL | LED POWER CONVERTER 48V-DC to 500 mA-DC / 22W MDL | 50.23 | ∆ | TECHNICAL | LED CONTROLLER | LT | PRO INT | . |  | TEC 22 | 5414823245251 | . | IP20 | . | . | . | . | .
300 48 500 PRO ED1 | LED POWER CONVERTER 48V-DC to 500 mA-DC / 22W PRO DIM1 | 72.74 | ∆ | TECHNICAL | LED CONTROLLER | LT | PRO INT | . |  | PRO 0704 | 5414823245268 | . | IP20 | . | . | . | . | .
300 48 500 PRO ED5 | LED POWER CONVERTER 48V-DC to 500 mA-DC / 22W PRO DIM5 | 72.68 | ∆ | TECHNICAL | LED CONTROLLER | LT | PRO INT | . |  | PRO 0704 | 5414823245275 | . | IP20 | . | . | . | . | .
300 48 500 PRO WDL | LED POWER CONVERTER 48V-DC to 500 mA-DC / 22W PRO WDL | 228.99 | ∆ | TECHNICAL | LED CONTROLLER | LT | PRO INT | . |  | PRO 0704 | 5414823245282 | . | IP20 | . | . | . | . | .
300 48 500 WDL | LED POWER CONVERTER 48V-DC to 500 mA-DC / 22W WDL | 189.67 | ∆ | TECHNICAL | LED CONTROLLER | LT | PRO INT | . |  | TEC 23 | 5414823245299 | . | IP20 | . | . | . | . | .
300 48 700 ED1 | LED POWER CONVERTER 48V-DC to 700 mA-DC / 25W DIM1 | 51.99 | ∆ | TECHNICAL | LED CONTROLLER | LT | PRO INT | . |  | TEC 22 | 5414823213175 | . | IP20 | . | . | . | . | .
300 48 700 ED5 | LED POWER CONVERTER 48V-DC to 700 mA-DC / 25W DIM5 | 55.09 | ∆ | TECHNICAL | LED CONTROLLER | LT | PRO INT | . |  | TEC 22 | 5414823245305 | . | IP20 | . | . | . | . | .
300 48 700 MDL | LED POWER CONVERTER 48V-DC to 700 mA-DC / 25W MDL | 50.23 | ∆ | TECHNICAL | LED CONTROLLER | LT | PRO INT | . |  | TEC 22 | 5414823245312 | . | IP20 | . | . | . | . | .
300 48 700 PRO ED1 | LED POWER CONVERTER 48V-DC to 700 mA-DC / 25W PRO DIM1 | 89.42 | ∆ | TECHNICAL | LED CONTROLLER | LT | PRO INT | . |  | PRO 0704 | 5414823245329 | . | IP20 | . | . | . | . | .
300 48 700 PRO ED5 | LED POWER CONVERTER 48V-DC to 700 mA-DC / 25W PRO DIM5 | 84.75 | ∆ | TECHNICAL | LED CONTROLLER | LT | PRO INT | . |  | PRO 0704 | 5414823245336 | . | IP20 | . | . | . | . | .
300 48 700 PRO WDL | LED POWER CONVERTER 48V-DC to 700 mA-DC / 25W PRO WDL | 241.66 | ∆ | TECHNICAL | LED CONTROLLER | LT | PRO INT | . |  | PRO 0704 | 5414823245343 | . | IP20 | . | . | . | . | .
300 48 700 WDL | LED POWER CONVERTER 48V-DC to 700 mA-DC / 25W WDL | 193.62 | ∆ | TECHNICAL | LED CONTROLLER | LT | PRO INT | . |  | TEC 23 | 5414823245350 | . | IP20 | . | . | . | . | .
300 90 143 | LED RGBW REPEATER 12-24VDC / 4CH / 4x8A | 178.8 | ∆ | TECHNICAL | LED CONTROLLER | LT | PRO INT | . |  | TEC 26 | 5414823290343 | . | IP20 | . | . | . | . | .
21032 0040 | M - WIRELESS PRESENCE & DAYLIGHT SENSOR | 217.07 | ∆ | TECHNICAL | LED CONTROLLER | LT | PRO INT | Æ |  | PRO 0680, TEC 07 | 5414823315466 | . | IP20 | . | . | . | . | .
300 90 311 | PRESENCE DETECTION HF SENSOR | 84.89 | ∆ | TECHNICAL | LED CONTROLLER | LT | PRO INT | . |  | TEC 06 | 5414823213298 | . | IP20 | . | . | . | . | .
300 90 331 | RGB DRIVER | 215.32 | ∆ | TECHNICAL | LED CONTROLLER | LT | PRO INT | . |  | PRO 0706, 0715, 0820, TEC 26 | 5414823114212 | . | IP20 | . | . | . | . | .
300 90 330 | RGB TOUCH CONTROLLER DMX | 299.34 | ∆ | TECHNICAL | LED CONTROLLER | LT | PRO INT | . |  | PRO 0706, 0715, 0820, TEC 26 | 5414823114199 | . | IP20 | . | . | . | . | .
21032 0010 | RGBW DRIVER | 175.12 | ∆ | TECHNICAL | LED CONTROLLER | LT | PRO INT | Æ |  | TEC 26 | 5414823315435 | . | IP20 | . | . | . | . | .
21032 0050 | RGBW TOUCH CONTROLLER DMX | 161.27 | ∆ | TECHNICAL | LED CONTROLLER | LT | PRO INT | Æ |  | TEC 26 | 5414823315473 | . | IP20 | . | . | . | . | .
300 90 011 | SMART 48 MODULATOR DIM9 | 157.45 | ∆ | TECHNICAL | LED CONTROLLER | LT | PRO INT | . |  | PRO 0680, TEC 07 | 5414823245404 | . | IP20 | . | . | . | . | .
21032 0030 | SMART 48 MODULATOR PLUG-IN WD | 343.22 | ∆ | TECHNICAL | LED CONTROLLER | LT | PRO INT | Æ |  | PRO 0680, TEC 07 | 5414823315459 | . | IP20 | . | . | . | . | .
389 92 00 ED2 ANO | SRL - AMBIENT LIGHT & MOTION SENSOR DIM2 ANO | 259.61 | ∆ | TECHNICAL | LED CONTROLLER | LT | PRO INT | . |  | PRO 0843, TEC 06 | 5414823249198 | ANO | IP20 | . | . | . | . | .
389 92 00 ED2 B | SRL - AMBIENT LIGHT & MOTION SENSOR DIM2 B | 259.61 | ∆ | TECHNICAL | LED CONTROLLER | LT | PRO INT | . |  | PRO 0843, TEC 06 | 5414823249204 | B | IP20 | . | . | . | . | .
389 92 00 ED2 W | SRL - AMBIENT LIGHT & MOTION SENSOR DIM2 W | 259.61 | ∆ | TECHNICAL | LED CONTROLLER | LT | PRO INT | . |  | PRO 0843, TEC 06 | 5414823249211 | W | IP20 | . | . | . | . | .
300 96 15 | SYNCHRONISATION CABLE 1,5M | 15.24 | ∆ | TECHNICAL | LED CONTROLLER | LT | PRO INT | . |  | TEC 17 | 5414823245978 | . | . | . | . | . | . | .
300 90 332 | TUNABLE WHITE TOUCH CONTROLLER DMX | 147.81 | ∆ | TECHNICAL | LED CONTROLLER | LT | PRO INT | . |  | PRO 0706, 0715, 0820, TEC 26 | 5414823245664 | . | IP20 | . | . | . | . | .
300 92 93 09 | LEDFLEX IN / FP CONNECTION CLIP SET [10pcs] | 16.37 | . | TECHNICAL | LED FLEX | ILP | PRO INT | . |  | PRO 0706, TEC 11 | 5414823143519 | . | . | . | . | . | . | .
300 92 93 08 | LEDFLEX IN / FP CONNECTION SET [10pcs] | 34.68 | . | TECHNICAL | LED FLEX | ILP | PRO INT | . |  | PRO 0706, TEC 11 | 5414823149764 | . | . | . | . | . | . | .
300 92 93 07 | LEDFLEX IN / FP SUPPLY CABLE SET [10pcs] | 21.45 | . | TECHNICAL | LED FLEX | ILP | PRO INT | . |  | PRO 0706, TEC 11 | 5414823143502 | . | . | . | . | . | . | .
300 91 52 92 | LEDFLEX IN 927 | 56.16 | . | TECHNICAL | LED FLEX | ILP | PRO INT | . |  | PRO 0715, 0820 | 5414823245671 | . | IP20 | LED Technology | 2700K | 90 | . | .
300 92 52 92 | LEDFLEX IN 927 5m | 119.95 | ∆ | TECHNICAL | LED FLEX | LT | PRO INT | . |  | PRO 0706, TEC 10 | 5414823245824 | . | IP20 | . | 2700K | 90 | . | .
300 91 52 93 | LEDFLEX IN 930 | 56.16 | . | TECHNICAL | LED FLEX | ILP | PRO INT | . |  | PRO 0715, 0820 | 5414823245688 | . | IP20 | LED Technology | 3000K | 90 | . | .
300 92 52 93 | LEDFLEX IN 930 5m | 119.95 | ∆ | TECHNICAL | LED FLEX | LT | PRO INT | . |  | PRO 0706, TEC 10 | 5414823245831 | . | IP20 | . | 3000K | 90 | . | .
300 91 52 94 | LEDFLEX IN 940 | 56.16 | . | TECHNICAL | LED FLEX | ILP | PRO INT | . |  | PRO 0715, 0820 | 5414823245695 | . | IP20 | LED Technology | 4000K | 90 | . | .
300 92 52 94 | LEDFLEX IN 940 5m | 119.95 | ∆ | TECHNICAL | LED FLEX | LT | PRO INT | . |  | PRO 0706, TEC 10 | 5414823245848 | . | IP20 | . | 4000K | 90 | . | .
300 91 53 92 | LEDFLEX IN FP 927 | 107.42 | . | TECHNICAL | LED FLEX | ILP | PRO INT | . |  | PRO 0715, 0820 | 5414823245701 | . | IP20 | LED Technology | 2700K | 90 | . | .
300 92 53 92 | LEDFLEX IN FP 927 5m | 275.74 | ∆ | TECHNICAL | LED FLEX | LT | PRO INT | . |  | PRO 0706, TEC 10 | 5414823245862 | . | IP20 | . | 2700K | 90 | . | .
300 91 53 93 | LEDFLEX IN FP 930 | 107.42 | . | TECHNICAL | LED FLEX | ILP | PRO INT | . |  | PRO 0715, 0820 | 5414823245718 | . | IP20 | LED Technology | 3000K | 90 | . | .
300 92 53 93 | LEDFLEX IN FP 930 5m | 275.74 | ∆ | TECHNICAL | LED FLEX | LT | PRO INT | . |  | PRO 0706, TEC 10 | 5414823245879 | . | IP20 | . | 3000K | 90 | . | .
300 91 53 94 | LEDFLEX IN FP 940 | 107.42 | . | TECHNICAL | LED FLEX | ILP | PRO INT | . |  | PRO 0715, 0820 | 5414823245725 | . | IP20 | LED Technology | 4000K | 90 | . | .
300 92 53 94 | LEDFLEX IN FP 940 5m | 275.74 | ∆ | TECHNICAL | LED FLEX | LT | PRO INT | . |  | PRO 0706, TEC 10 | 5414823245886 | . | IP20 | . | 4000K | 90 | . | .
300 91 54 92 | LEDFLEX IN HP 927 | 114.42 | . | TECHNICAL | LED FLEX | ILP | PRO INT | . |  | PRO 0715, 0820 | 5414823245732 | . | IP20 | LED Technology | 2700K | 90 | . | .
300 92 54 92 | LEDFLEX IN HP 927 5m | 300.31 | ∆ | TECHNICAL | LED FLEX | LT | PRO INT | . |  | PRO 0706, TEC 10 | 5414823245893 | . | IP20 | . | 2700K | 90 | . | .
300 91 54 93 | LEDFLEX IN HP 930 | 114.42 | . | TECHNICAL | LED FLEX | ILP | PRO INT | . |  | PRO 0715, 0820 | 5414823245749 | . | IP20 | LED Technology | 3000K | 90 | . | .
300 92 54 93 | LEDFLEX IN HP 930 5m | 300.31 | ∆ | TECHNICAL | LED FLEX | LT | PRO INT | . |  | PRO 0706, TEC 10 | 5414823245909 | . | IP20 | . | 3000K | 90 | . | .
300 91 54 94 | LEDFLEX IN HP 940 | 114.42 | . | TECHNICAL | LED FLEX | ILP | PRO INT | . |  | PRO 0715, 0820 | 5414823260209 | . | IP20 | LED Technology | 4000K | 90 | . | .
300 92 54 94 | LEDFLEX IN HP 940 5m | 300.31 | ∆ | TECHNICAL | LED FLEX | LT | PRO INT | . |  | PRO 0706, TEC 10 | 5414823255533 | . | IP20 | . | 4000K | 90 | . | .
300 91 56 92 | LEDFLEX IN MP 927 | 65.04 | . | TECHNICAL | LED FLEX | ILP | PRO INT | . |  | PRO 0864 | 5414823277139 | . | IP20 | LED Technology | 2700K | 90 | . | .
300 91 56 93 | LEDFLEX IN MP 930 | 65.04 | . | TECHNICAL | LED FLEX | ILP | PRO INT | . |  | PRO 0864 | 5414823277146 | . | IP20 | LED Technology | 3000K | 90 | . | .
300 91 56 94 | LEDFLEX IN MP 940 | 65.04 | . | TECHNICAL | LED FLEX | ILP | PRO INT | . |  | PRO 0864 | 5414823277153 | . | IP20 | LED Technology | 4000K | 90 | . | .
300 91 53 33 | LEDFLEX IN RGB | 85.16 | . | TECHNICAL | LED FLEX | ILP | PRO INT | Æ |  | PRO 0715, 0820 | 5414823324246 | . | IP20 | LED Technology | . | . | . | 300 91 52 33
300 92 53 33 | LEDFLEX IN RGB 5m | 237.32 | ∆ | TECHNICAL | LED FLEX | LT | PRO INT | Æ |  | PRO 0706, TEC 11 | 5414823139598 | . | IP20 | . | . | . | . | 300 92 52 33
300 92 93 06 | LEDFLEX IN RGB CONNECTION CLIP SET [10pcs] | 17.89 | . | TECHNICAL | LED FLEX | ILP | PRO INT | . |  | PRO 0706, TEC 11 | 5414823149757 | . | . | . | . | . | . | .
300 92 93 05 | LEDFLEX IN RGB CONNECTION SET [10pcs] | 38.74 | . | TECHNICAL | LED FLEX | ILP | PRO INT | . |  | PRO 0706, TEC 11 | 5414823149740 | . | . | . | . | . | . | .
300 92 93 04 | LEDFLEX IN RGB SUPPLY CABLE SET [10pcs] | 26.04 | . | TECHNICAL | LED FLEX | ILP | PRO INT | . |  | PRO 0706, TEC 11 | 5414823149733 | . | . | . | . | . | . | .
300 92 523 83 | LEDFLEX IN RGBW 830 5m | 349.52 | ∆ | TECHNICAL | LED FLEX | LT | PRO INT | . |  | PRO 0864, TEC 11 | 5414823245855 | . | IP20 | . | 3000K | 80 | . | .
300 91 51 92 | LEDFLEX IN SMALL 927 | 73.58 | . | TECHNICAL | LED FLEX | ILP | PRO INT | . |  | PRO 0760 | 5414823277108 | . | IP20 | LED Technology | 2700K | 90 | . | .
300 91 51 93 | LEDFLEX IN SMALL 930 | 73.58 | . | TECHNICAL | LED FLEX | ILP | PRO INT | . |  | PRO 0760 | 5414823277115 | . | IP20 | LED Technology | 3000K | 90 | . | .
300 91 51 94 | LEDFLEX IN SMALL 940 | 73.58 | . | TECHNICAL | LED FLEX | ILP | PRO INT | . |  | PRO 0760 | 5414823277122 | . | IP20 | LED Technology | 4000K | 90 | . | .
21031 0010 | LEDFLEX IN TW 2757 | 101.79 | . | TECHNICAL | LED FLEX | ILP | PRO INT | Æ |  | PRO 0715, 0820 | 5414823315428 | . | IP20 | LED Technology | 2700-5700 | 80 | . | .
21030 0010 | LEDFLEX IN TW 2757 5m | 306.3 | ∆ | TECHNICAL | LED FLEX | LT | PRO INT | Æ |  | PRO 0706, TEC 10 | 5414823315411 | . | IP20 | . | 2700-5700 | 80 | . | .
300 91 62 92 | LEDFLEX OUT 927 | 60.35 | . | TECHNICAL | LED FLEX | ILP | PRO EXT | . |  | PRO 0715, 0820 | 5414823245763 | . | IP65 | LED Technology | 2700K | 90 | . | .
300 92 62 92 | LEDFLEX OUT 927 5m | 134.71 | ∆ | TECHNICAL | LED FLEX | LT | PRO EXT | . |  | PRO 0706, TEC 10 | 5414823245916 | . | IP65 | . | 2700K | 90 | . | .
300 91 62 93 | LEDFLEX OUT 930 | 60.35 | . | TECHNICAL | LED FLEX | ILP | PRO EXT | . |  | PRO 0715, 0820 | 5414823245770 | . | IP65 | LED Technology | 3000K | 90 | . | .
300 92 62 93 | LEDFLEX OUT 930 5m | 134.71 | ∆ | TECHNICAL | LED FLEX | LT | PRO EXT | . |  | PRO 0706, TEC 10 | 5414823245923 | . | IP65 | . | 3000K | 90 | . | .
300 91 62 94 | LEDFLEX OUT 940 | 60.35 | . | TECHNICAL | LED FLEX | ILP | PRO EXT | . |  | PRO 0715, 0820 | 5414823245787 | . | IP65 | LED Technology | 4000K | 90 | . | .
300 92 62 94 | LEDFLEX OUT 940 5m | 134.71 | ∆ | TECHNICAL | LED FLEX | LT | PRO EXT | . |  | PRO 0706, TEC 10 | 5414823245930 | . | IP65 | . | 4000K | 90 | . | .
300 91 63 92 | LEDFLEX OUT FP 927 | 117.97 | . | TECHNICAL | LED FLEX | ILP | PRO EXT | . |  | PRO 0715, 0820 | 5414823245794 | . | IP65 | LED Technology | 2700K | 90 | . | .
300 92 63 92 | LEDFLEX OUT FP 927 5m | 300.31 | ∆ | TECHNICAL | LED FLEX | LT | PRO EXT | . |  | PRO 0706, TEC 10 | 5414823245947 | . | IP65 | . | 2700K | 90 | . | .
300 91 63 93 | LEDFLEX OUT FP 930 | 117.97 | . | TECHNICAL | LED FLEX | ILP | PRO EXT | . |  | PRO 0715, 0820 | 5414823245800 | . | IP65 | LED Technology | 3000K | 90 | . | .
300 92 63 93 | LEDFLEX OUT FP 930 5m | 300.31 | ∆ | TECHNICAL | LED FLEX | LT | PRO EXT | . |  | PRO 0706, TEC 10 | 5414823245954 | . | IP65 | . | 3000K | 90 | . | .
300 91 63 94 | LEDFLEX OUT FP 940 | 117.97 | . | TECHNICAL | LED FLEX | ILP | PRO EXT | . |  | PRO 0715, 0820 | 5414823245817 | . | IP65 | LED Technology | 4000K | 90 | . | .
300 92 63 94 | LEDFLEX OUT FP 940 5m | 300.31 | ∆ | TECHNICAL | LED FLEX | LT | PRO EXT | . |  | PRO 0706, TEC 10 | 5414823245961 | . | IP65 | . | 4000K | 90 | . | .
300 91 63 33 | LEDFLEX OUT RGB | 95.78 | . | TECHNICAL | LED FLEX | ILP | PRO INT | Æ |  | PRO 0715, 0820 | 5414823324253 | . | IP65 | LED Technology | . | . | . | 300 91 62 33
300 92 63 33 | LEDFLEX OUT RGB 5m | 252.03 | ∆ | TECHNICAL | LED FLEX | IT | PRO INT | Æ |  | PRO 0706, TEC 11 | 5414823322587 | . | IP65 | . | . | . | . | 300 92 62 33
300 24 150 ED5 B | FTL - POWERBOX 24V-DC / 150W DIM5 B | 410.6 | . | TECHNICAL | LED POWER BOX | LT | PRO INT | . |  | PRO 0777, 0781, 0783, 0785, 0811 | 5414823245176 | B | IP20 | . | . | . | . | .
300 24 150 ED5 W | FTL - POWERBOX 24V-DC / 150W DIM5 W | 410.6 | . | TECHNICAL | LED POWER BOX | LT | PRO INT | . |  | PRO 0777, 0781, 0783, 0785, 0811 | 5414823245183 | W | IP20 | . | . | . | . | .
300 24 060 B | FTL - POWERBOX 24V-DC / 60W B | 227.32 | . | TECHNICAL | LED POWER BOX | LT | PRO INT | . |  | PRO 0777, 0781, 0783, 0785, 0811 | 5414823245138 | B | IP20 | . | . | . | . | .
300 24 060 ED1 B | FTL - POWERBOX 24V-DC / 60W DIM1 B | 321.28 | . | TECHNICAL | LED POWER BOX | LT | PRO INT | . |  | PRO 0777, 0781, 0783, 0785, 0811 | 5414823245145 | B | IP20 | . | . | . | . | .
300 24 060 ED1 W | FTL - POWERBOX 24V-DC / 60W DIM1 W | 321.28 | . | TECHNICAL | LED POWER BOX | LT | PRO INT | . |  | PRO 0777, 0781, 0783, 0785, 0811 | 5414823245152 | W | IP20 | . | . | . | . | .
300 24 060 W | FTL - POWERBOX 24V-DC / 60W W | 227.32 | . | TECHNICAL | LED POWER BOX | LT | PRO INT | . |  | PRO 0777, 0781, 0783, 0785, 0811 | 5414823245169 | W | IP20 | . | . | . | . | .
24814 0010 B | LASS-OH! POWERBOX B | 152.83 | . | TECHNICAL | LED POWER BOX | LT | PRO INT | Æ |  | INT 0365 | 5414823321375 | B | IP20 | . | . | . | . | .
24814 0011 B | LASS-OH! POWERBOX DIM1 B | 199.06 | . | TECHNICAL | LED POWER BOX | LT | PRO INT | Æ |  | INT 0365 | 5414823324239 | B | IP20 | . | . | . | . | .
24814 0015 B | LASS-OH! POWERBOX DIM5 B | 196.06 | . | TECHNICAL | LED POWER BOX | LT | PRO INT | Æ |  | INT 0365 | 5414823321382 | B | IP20 | . | . | . | . | .
23942 0018 B | MILES POWERBOX 350 mA DIM8 B | 107.7 | . | TECHNICAL | LED POWER BOX | LT | PRO INT | . |  | INT 0479 | 5414823304583 | B | IP20 | . | . | . | . | .
23380 0010 B | SLM26H - POWERBOX 48V-DC/96W B | 265.73 | . | TECHNICAL | LED POWER BOX | LT | PRO INT | Æ |  | PRO 0673 | 5414823318825 | B | IP20 | . | . | . | . | .
23380 0010 W | SLM26H - POWERBOX 48V-DC/96W W | 265.73 | . | TECHNICAL | LED POWER BOX | LT | PRO INT | Æ |  | PRO 0673 | 5414823318832 | W | IP20 | . | . | . | . | .
23380 001W B | SLM26H - POWERBOX 48V-DC/96W WD B | 529.04 | . | TECHNICAL | LED POWER BOX | LT | PRO INT | Æ |  | PRO 0673 | 5414823318849 | B | IP20 | . | . | . | . | .
23380 001W W | SLM26H - POWERBOX 48V-DC/96W WD W | 529.04 | . | TECHNICAL | LED POWER BOX | LT | PRO INT | Æ |  | PRO 0673 | 5414823318856 | W | IP20 | . | . | . | . | .
23377 0010 B | SLM26L - POWERBOX 48V-DC/96W B | 262.49 | . | TECHNICAL | LED POWER BOX | LT | PRO INT | Æ |  | PRO 0669 | 5414823318641 | B | IP20 | . | . | . | . | .
23377 0010 W | SLM26L - POWERBOX 48V-DC/96W W | 262.49 | . | TECHNICAL | LED POWER BOX | LT | PRO INT | Æ |  | PRO 0669 | 5414823318658 | W | IP20 | . | . | . | . | .
300 48 060 B | SUPERLOOP POWERBOX F - 48V / 60W B | 231.32 | . | TECHNICAL | LED POWER BOX | LT | PRO INT | . |  | INT 0379 | 5414823245190 | B | IP20 | . | . | . | . | .
418 48 100 B | SUPERLOOP POWERBOX H - 48V-DC / 100W B | 386.78 | . | TECHNICAL | LED POWER BOX | LT | PRO INT | . |  | INT 0379 | 5414823253454 | B | IP20 | . | . | . | . | .
321 55 312 ED1 B | SUPERLOOP POWERBOX H8 1200mA DIM1 B | 386.78 | . | TECHNICAL | LED POWER BOX | LT | PRO INT | . |  | INT 0385 | 5414823248221 | B | IP20 | . | . | . | . | .
321 55 312 ED1 W | SUPERLOOP POWERBOX H8 1200mA DIM1 W | 386.78 | . | TECHNICAL | LED POWER BOX | LT | PRO INT | . |  | INT 0385 | 5414823248238 | W | IP20 | . | . | . | . | .
321 55 317 ED1 B | SUPERLOOP POWERBOX H8 1700mA DIM1 B | 386.78 | . | TECHNICAL | LED POWER BOX | LT | PRO INT | . |  | INT 0385 | 5414823248269 | B | IP20 | . | . | . | . | .
321 55 317 ED1 W | SUPERLOOP POWERBOX H8 1700mA DIM1 W | 386.78 | . | TECHNICAL | LED POWER BOX | LT | PRO INT | . |  | INT 0385 | 5414823248276 | W | IP20 | . | . | . | . | .
321 55 307 ED5 B | SUPERLOOP POWERBOX H8 700mA DIM5 B | 328.25 | . | TECHNICAL | LED POWER BOX | LT | PRO INT | . |  | INT 0385 | 5414823248184 | B | IP20 | . | . | . | . | .
321 55 307 ED5 W | SUPERLOOP POWERBOX H8 700mA DIM5 W | 328.25 | . | TECHNICAL | LED POWER BOX | LT | PRO INT | . |  | INT 0385 | 5414823248191 | W | IP20 | . | . | . | . | .
20548 0025 B | SUPERLOOP POWERBOX H9 1200mA DIM5 B | 335.07 | . | TECHNICAL | LED POWER BOX | LT | PRO INT | Æ |  | INT 0385 | 5414823315343 | B | IP20 | . | . | . | . | .
20548 0025 W | SUPERLOOP POWERBOX H9 1200mA DIM5 W | 335.07 | . | TECHNICAL | LED POWER BOX | LT | PRO INT | Æ |  | INT 0385 | 5414823315350 | W | IP20 | . | . | . | . | .
20548 0015 B | SUPERLOOP POWERBOX H9 900mA DIM5 B | 290.04 | . | TECHNICAL | LED POWER BOX | LT | PRO INT | Æ |  | INT 0385 | 5414823315329 | B | IP20 | . | . | . | . | .
20548 0015 W | SUPERLOOP POWERBOX H9 900mA DIM5 W | 290.04 | . | TECHNICAL | LED POWER BOX | LT | PRO INT | Æ |  | INT 0385 | 5414823315336 | W | IP20 | . | . | . | . | .
418 48 050 B | SUPERLOOP POWERBOX L - 48V-DC / 50W B | 278.79 | . | TECHNICAL | LED POWER BOX | LT | PRO INT | . |  | INT 0379 | 5414823253447 | B | IP20 | . | . | . | . | .
321 55 205 ED1 B | SUPERLOOP POWERBOX L 500mA DIM1 B | 310.22 | . | TECHNICAL | LED POWER BOX | LT | PRO INT | . |  | INT 0385 | 5414823248146 | B | IP20 | . | . | . | . | .
321 55 205 ED1 W | SUPERLOOP POWERBOX L 500mA DIM1 W | 310.22 | . | TECHNICAL | LED POWER BOX | LT | PRO INT | . |  | INT 0385 | 5414823248153 | W | IP20 | . | . | . | . | .
321 55 207 ED1 B | SUPERLOOP POWERBOX L 700mA DIM1 B | 310.22 | . | TECHNICAL | LED POWER BOX | LT | PRO INT | . |  | INT 0385 | 5414823248160 | B | IP20 | . | . | . | . | .
321 55 207 ED1 W | SUPERLOOP POWERBOX L 700mA DIM1 W | 310.22 | . | TECHNICAL | LED POWER BOX | LT | PRO INT | . |  | INT 0385 | 5414823248177 | W | IP20 | . | . | . | . | .
202 91 0701 | EMERGENCY UNIT 7W / 1h | 135.57 | ∆ | TECHNICAL | LED POWER SUPPLY | LT | PRO INT | . |  | TEC 20 | 5414823241314 | . | IP20 | . | . | . | . | .
202 91 0703 | EMERGENCY UNIT 7W / 3h | 190.7 | ∆ | TECHNICAL | LED POWER SUPPLY | LT | PRO INT | . |  | TEC 20 | 5414823241321 | . | IP20 | . | . | . | . | .
300 90 148 | LED POWER SUPPLY 1050mA-DC / 22W | 56.71 | ∆ | TECHNICAL | LED POWER SUPPLY | LT | PRO INT | . |  | TEC 18 | 5414823277092 | . | IP20 | . | . | . | . | .
300 90 140 | LED POWER SUPPLY 1050mA-DC / 45W DIM4 | 108.61 | ∆ | TECHNICAL | LED POWER SUPPLY | LT | PRO INT | . |  | INT 0059 | 5414823245633 | . | IP20 | . | . | . | . | .
300 90 141 | LED POWER SUPPLY 1050mA-DC / 47W | 49.19 | ∆ | TECHNICAL | LED POWER SUPPLY | LT | PRO INT | . |  | INT 0059 | 5414823245640 | . | IP20 | . | . | . | . | .
300 90 130 | LED POWER SUPPLY 1200mA-DC / 60W DIM5 | 142.69 | ∆ | TECHNICAL | LED POWER SUPPLY | LT | PRO INT | . |  | INT 0385 | 5414823245534 | . | IP20 | . | . | . | . | .
300 90 132 | LED POWER SUPPLY 1200mA-DC / 66W DIM1 | 142.69 | ∆ | TECHNICAL | LED POWER SUPPLY | LT | PRO INT | . |  | INT 0385 | 5414823245558 | . | IP20 | . | . | . | . | .
300 90 133 | LED POWER SUPPLY 1700mA-DC / 93W DIM1 | 142.69 | ∆ | TECHNICAL | LED POWER SUPPLY | LT | PRO INT | . |  | INT 0385 | 5414823245565 | . | IP20 | . | . | . | . | .
300 89 24 150 | LED POWER SUPPLY 24V-DC / 150W | 173.61 | ∆ | TECHNICAL | LED POWER SUPPLY | LT | PRO INT | . |  | PRO 0706, 0715, 0760, 0820, 864, TEC 21 | 5414823098666 | . | IP67 | . | . | . | . | .
300 89 24 20 | LED POWER SUPPLY 24V-DC / 20W | 39.44 | ∆ | TECHNICAL | LED POWER SUPPLY | LT | PRO INT | . |  | PRO 0706, 0715, 0760, 0820, 864, TEC 21 | 5414823098680 | . | IP20 | . | . | . | . | .
300 89 24 40 | LED POWER SUPPLY 24V-DC / 40W | 81.23 | ∆ | TECHNICAL | LED POWER SUPPLY | LT | PRO INT | . |  | PRO 0706, 0715, 0760, 0820, 864, TEC 21 | 5414823114205 | . | IP67 | . | . | . | . | .
300 89 24 480 | LED POWER SUPPLY 24V-DC / 480W DIN | 586.99 | ∆ | TECHNICAL | LED POWER SUPPLY | LT | PRO INT | . |  | TEC 21 | 5414823189739 | . | IP20 | . | . | . | . | .
300 89 24 60 | LED POWER SUPPLY 24V-DC / 60W | 92.72 | ∆ | TECHNICAL | LED POWER SUPPLY | LT | PRO INT | . |  | PRO 0706, 0715, 0760, 0820, 864, TEC 21 | 5414823117169 | . | IP67 | . | . | . | . | .
300 89 24 61 | LED POWER SUPPLY 24V-DC / 60W DIN | 71.84 | ∆ | TECHNICAL | LED POWER SUPPLY | LT | PRO INT | . |  | TEC 21 | 5414823166686 | . | IP20 | . | . | . | . | .
300 89 24 80 ED1 | LED POWER SUPPLY 24V-DC / 80W DIM1 | 214.58 | ∆ | TECHNICAL | LED POWER SUPPLY | LT | PRO INT | . |  | PRO 0706, 0715, 0760, 0820, 864, TEC 21 | 5414823149306 | . | IP67 | . | . | . | . | .
404 24 100 | LED POWER SUPPLY 24V-DC KIT 100W | 140.93 | ∆ | TECHNICAL | LED POWER SUPPLY | LT | PRO INT | . |  | PRO 0863 | 5414823277948 | . | IP20 | . | . | . | . | .
404 24 60 ED1 | LED POWER SUPPLY 24V-DC KIT 60W DIM1 | 198.96 | ∆ | TECHNICAL | LED POWER SUPPLY | LT | PRO INT | . |  | PRO 0863 | 5414823277955 | . | IP20 | . | . | . | . | .
300 90 30 | LED POWER SUPPLY 300mA / 12W | 44.92 | ∆ | TECHNICAL | LED POWER SUPPLY | LT | PRO INT | . |  | PRO 0715, 0760 | 5414823213274 | . | IP20 | . | . | . | . | .
300 90 32 | LED POWER SUPPLY 300mA / 16W DIM5 | 79.88 | ∆ | TECHNICAL | LED POWER SUPPLY | LT | PRO INT | . |  | PRO 0715, 0760 | 5414823213304 | . | IP20 | . | . | . | . | .
300 90 31 | LED POWER SUPPLY 300mA / 16W DIM7 | 60.75 | ∆ | TECHNICAL | LED POWER SUPPLY | LT | PRO INT | . |  | PRO 0715, 0760 | 5414823213281 | . | IP20 | . | . | . | . | .
300 90 110 | LED POWER SUPPLY 350mA-DC / 10W DIM8 | 36.17 | ∆ | TECHNICAL | LED POWER SUPPLY | LT | PRO INT | . |  | TEC 18 | 5414823213236 | . | IP20 | . | . | . | . | .
300 90 91 | LED POWER SUPPLY 350mA-DC / 15W | 38.9 | ∆ | TECHNICAL | LED POWER SUPPLY | LT | PRO INT | . |  | TEC 18 | 5414823051852 | . | IP20 | . | . | . | . | .
300 90 3112 | LED POWER SUPPLY 350mA-DC / 16W DIM8 | 76.76 | ∆ | TECHNICAL | LED POWER SUPPLY | LT | PRO INT | . |  | TEC 18 | 5414823149320 | . | IP65 | . | . | . | . | .
300 90 116 | LED POWER SUPPLY 350mA-DC / 18W DIM8 | 41.09 | ∆ | TECHNICAL | LED POWER SUPPLY | LT | PRO INT | . |  | TEC 18 | 5414823180712 | . | IP20 | . | . | . | . | .
300 90 108 | LED POWER SUPPLY 350mA-DC / 8W | 39.71 | ∆ | TECHNICAL | LED POWER SUPPLY | LT | PRO INT | . |  | TEC 18 | 5414823189760 | . | IP54 | . | . | . | . | .
300 89 48 100 | LED POWER SUPPLY 48V-DC / 100W DIN | 118.65 | ∆ | TECHNICAL | LED POWER SUPPLY | LT | PRO INT | . |  | INT 0371, 379, PRO 0680, TEC 21 | 5414823189746 | . | IP20 | . | . | . | . | .
300 89 48 150 | LED POWER SUPPLY 48V-DC / 150 W | 201.69 | ∆ | TECHNICAL | LED POWER SUPPLY | LT | PRO INT | . |  | INT 0371, 379, PRO 0680, TEC 21 | 5414823213182 | . | IP20 | . | . | . | . | .
300 89 48 240 | LED POWER SUPPLY 48V-DC / 240W DIN | 201.15 | ∆ | TECHNICAL | LED POWER SUPPLY | LT | PRO INT | . |  | INT 0371, 379, PRO 0680, TEC 21 | 5414823189753 | . | IP20 | . | . | . | . | .
300 89 48 90 | LED POWER SUPPLY 48V-DC / 90 W | 137.83 | ∆ | TECHNICAL | LED POWER SUPPLY | LT | PRO INT | . |  | INT 0371, 379, PRO 0680, TEC 21 | 5414823213199 | . | IP67 | . | . | . | . | .
300 90 119 | LED POWER SUPPLY 500mA-DC / 11W DIM8 | 37.81 | ∆ | TECHNICAL | LED POWER SUPPLY | LT | PRO INT | . |  | TEC 18 | 5414823213243 | . | IP20 | . | . | . | . | .
300 90 121 | LED POWER SUPPLY 500mA-DC / 20W DIM8 | 43.34 | ∆ | TECHNICAL | LED POWER SUPPLY | LT | PRO INT | . |  | TEC 18 | 5414823232718 | . | IP20 | . | . | . | . | .
300 90 92 | LED POWER SUPPLY 500mA-DC / 21W | 52.62 | ∆ | TECHNICAL | LED POWER SUPPLY | LT | PRO INT | . |  | TEC 18 | 5414823051883 | . | IP20 | . | . | . | . | .
300 90 5120 | LED POWER SUPPLY 500mA-DC / 22W DIM8 | 120.01 | ∆ | TECHNICAL | LED POWER SUPPLY | LT | PRO INT | . |  | TEC 18 | 5414823129285 | . | IP65 | . | . | . | . | .
300 90 127 | LED POWER SUPPLY 500mA-DC / 33W DIM1 | 88.06 | ∆ | TECHNICAL | LED POWER SUPPLY | LT | PRO INT | . |  | INT 0385 | 5414823245503 | . | IP20 | . | . | . | . | .
300 90 915 ED5 | LED POWER SUPPLY 650mA-DC / 10W DIM5 | 150.03 | ∆ | TECHNICAL | LED POWER SUPPLY | LT | PRO INT | . |  | TEC 18 | 5414823203565 | . | IP20 | . | . | . | . | .
300 90 915 ED8 | LED POWER SUPPLY 650mA-DC / 10W DIM8 | 52.54 | ∆ | TECHNICAL | LED POWER SUPPLY | LT | PRO INT | . |  | TEC 18 | 5414823181238 | . | IP20 | . | . | . | . | .
300 90 93 | LED POWER SUPPLY 700mA-DC / 17W | 48.46 | ∆ | TECHNICAL | LED POWER SUPPLY | LT | PRO INT | . |  | TEC 18 | 5414823051890 | . | IP20 | . | . | . | . | .
300 90 118 | LED POWER SUPPLY 700mA-DC / 20W DIM8 | 43.81 | ∆ | TECHNICAL | LED POWER SUPPLY | LT | PRO INT | . |  | TEC 18 | 5414823189777 | . | IP20 | . | . | . | . | .
300 90 138 | LED POWER SUPPLY 700mA-DC / 30W | 52.54 | ∆ | TECHNICAL | LED POWER SUPPLY | LT | PRO INT | . |  | INT 0059 | 5414823245619 | . | IP20 | . | . | . | . | .
300 90 128 | LED POWER SUPPLY 700mA-DC / 33W DIM1 | 88.06 | ∆ | TECHNICAL | LED POWER SUPPLY | LT | PRO INT | . |  | INT 0385 | 5414823245510 | . | IP20 | . | . | . | . | .
300 90 139 | LED POWER SUPPLY 700mA-DC / 35W DIM4 | 111.16 | ∆ | TECHNICAL | LED POWER SUPPLY | LT | PRO INT | . |  | INT 0059 | 5414823245626 | . | IP20 | . | . | . | . | .
300 90 123 | LED POWER SUPPLY 700mA-DC / 36W DIM8 | 77.08 | ∆ | TECHNICAL | LED POWER SUPPLY | LT | PRO INT | . |  | TEC 18 | 5414823087509 | . | IP54 | . | . | . | . | .
300 90 131 | LED POWER SUPPLY 700mA-DC / 48W DIM5 | 90.8 | ∆ | TECHNICAL | LED POWER SUPPLY | LT | PRO INT | . |  | INT 0385 | 5414823245541 | . | IP20 | . | . | . | . | .
300 90 129 | LED POWER SUPPLY 900mA-DC / 45W DIM5 | 90.8 | ∆ | TECHNICAL | LED POWER SUPPLY | LT | PRO INT | . |  | INT 0385 | 5414823245527 | . | IP20 | . | . | . | . | .
21012 0010 | LED POWER SUPPLY MULTI POWER | 39.68 | ∆ | TECHNICAL | LED POWER SUPPLY | LT | PRO INT | Æ |  | INT 0365 | 5414823315367 | . | IP20 | . | . | . | . | .
21012 0021 | LED POWER SUPPLY MULTI POWER DIM1 | 89.66 | ∆ | TECHNICAL | LED POWER SUPPLY | LT | PRO INT | Æ |  | INT 0365 | 5414823315374 | . | IP20 | . | . | . | . | .
21012 0035 | LED POWER SUPPLY MULTI POWER DIM5 | 86.41 | ∆ | TECHNICAL | LED POWER SUPPLY | LT | PRO INT | Æ |  | INT 0365 | 5414823315381 | . | IP20 | . | . | . | . | .
21012 005W | LED POWER SUPPLY MULTI-POWER COMPACT WDL | 150.97 | ∆ | TECHNICAL | LED POWER SUPPLY | LT | PRO INT | Æ |  | TEC 20 | 5414823315404 | . | IP20 | . | . | . | . | .
300 90 68 | LED POWER SUPPLY MULTI-POWER DIM5 | 98.67 | ∆ | TECHNICAL | LED POWER SUPPLY | LT | PRO INT | . |  | TEC 19 | 5414823189791 | . | IP20 | . | . | . | . | .
300 90 61 | LED POWER SUPPLY MULTI-POWER DIM6 | 87.79 | ∆ | TECHNICAL | LED POWER SUPPLY | LT | PRO INT | . |  | PRO 0706, 0715, 0760, 0820, 864, TEC 19 | 5414823098659 | . | IP20 | . | . | . | . | .
300 90 124 | LED POWER SUPPLY MULTI-POWER DIM7 | 60.75 | ∆ | TECHNICAL | LED POWER SUPPLY | LT | PRO INT | . |  | TEC 19 | 5414823213250 | . | IP20 | . | . | . | . | .
300 90 64 | LED POWER SUPPLY MULTI-POWER DIM7 | 88.34 | ∆ | TECHNICAL | LED POWER SUPPLY | LT | PRO INT | . |  | PRO 0706, 0715, 0760, 0820, 864, TEC 19 | 5414823138423 | . | IP20 | . | . | . | . | .
300 90 63 | LED POWER SUPPLY MULTI-POWER DIM9 | 127.49 | ∆ | TECHNICAL | LED POWER SUPPLY | LT | PRO INT | . |  | TEC 20 | 5414823122002 | . | IP20 | . | . | . | . | .
300 90 136 | LED POWER SUPPLY MULTI-POWER HC DIM9 | 115.37 | ∆ | TECHNICAL | LED POWER SUPPLY | LT | PRO INT | . |  | TEC 20 | 5414823245596 | . | IP20 | . | . | . | . | .
300 90 135 | LED POWER SUPPLY MULTI-POWER HV | 68.95 | ∆ | TECHNICAL | LED POWER SUPPLY | LT | PRO INT | . |  | TEC 19 | 5414823245589 | . | IP20 | . | . | . | . | .
300 90 134 | LED POWER SUPPLY MULTI-POWER HV DIM7 | 115.37 | ∆ | TECHNICAL | LED POWER SUPPLY | LT | PRO INT | . |  | TEC 19 | 5414823245572 | . | IP20 | . | . | . | . | .
300 90 69 | LED POWER SUPPLY MULTI-POWER HV DIM9 | 122.51 | ∆ | TECHNICAL | LED POWER SUPPLY | LT | PRO INT | . |  | TEC 20 | 5414823255540 | . | IP20 | . | . | . | . | .
300 90 125 | LED POWER SUPPLY MULTI-POWER MINI DIM5 | 79.88 | ∆ | TECHNICAL | LED POWER SUPPLY | LT | PRO INT | . |  | TEC 19 | 5414823213267 | . | IP20 | . | . | . | . | .
21012 004W | LED POWER SUPPLY MULTI-POWER WDL | 219.24 | ∆ | TECHNICAL | LED POWER SUPPLY | LT | PRO INT | Æ |  | TEC 20 | 5414823315398 | . | IP20 | . | . | . | . | .
300 90 145 | LED POWER SUPPLY SET 830mA-DC / 36W | 51.3 | ∆ | TECHNICAL | LED POWER SUPPLY | LT | PRO INT | . |  | INT 0433 | 5414823277061 | . | IP20 | . | . | . | . | .
300 90 146 ED1 | LED POWER SUPPLY SET 830mA-DC / 36W DIM1 | 65.62 | ∆ | TECHNICAL | LED POWER SUPPLY | LT | PRO INT | . |  | INT 0433 | 5414823277078 | . | IP20 | . | . | . | . | .
300 90 147 ED5 | LED POWER SUPPLY SET 830mA-DC / 36W DIM5 | 73.26 | ∆ | TECHNICAL | LED POWER SUPPLY | LT | PRO INT | . |  | INT 0433 | 5414823277085 | . | IP20 | . | . | . | . | .
300 89 12 71 | LED TRANSFO 12V / 1-70W | 43.27 | ∆ | TECHNICAL | LED POWER SUPPLY | LT | PRO INT | . |  | TEC 27 | 5414823130557 | . | IP20 | . | . | . | . | .
200 46 10 | TRANSFO 100W | 29.26 | ∆ | TECHNICAL | TRANSFORMER | LAG | PRO INT | . |  | TEC 27 | 5414823095832 | . | IP20 | . | . | . | . | .
200 46 06 | TRANSFO 50W | 25.35 | ∆ | TECHNICAL | TRANSFORMER | LAG | PRO INT | . |  | TEC 27 | 5414823095825 | . | IP20 | . | . | . | . | .
223 751 811 922 ED8 A | TIGA LED 92724 DIM8 A | 455.9 | . | TIGA | TIGA | EWS | COM EXT | . |  | INT 0571, EXT 0979 | 5414823241949 | A | IP65 | LED Technology | 2700K | 90 | 24 | .
223 751 811 922 ED8 G | TIGA LED 92724 DIM8 G | 455.9 | . | TIGA | TIGA | EWS | COM EXT | . |  | INT 0571, EXT 0979 | 5414823241956 | G | IP65 | LED Technology | 2700K | 90 | 24 | .
223 751 811 922 ED8 W | TIGA LED 92724 DIM8 W | 455.9 | . | TIGA | TIGA | EWS | COM EXT | . |  | INT 0571, EXT 0979 | 5414823241963 | W | IP65 | LED Technology | 2700K | 90 | 24 | .
223 751 811 932 ED8 A | TIGA LED 93024 DIM8 A | 455.9 | . | TIGA | TIGA | EWS | COM EXT | . |  | INT 0571, EXT 0979 | 5414823241970 | A | IP65 | LED Technology | 3000K | 90 | 24 | .
223 751 811 932 ED8 G | TIGA LED 93024 DIM8 G | 455.9 | . | TIGA | TIGA | EWS | COM EXT | . |  | INT 0571, EXT 0979 | 5414823241987 | G | IP65 | LED Technology | 3000K | 90 | 24 | .
223 751 811 932 ED8 W | TIGA LED 93024 DIM8 W | 455.9 | . | TIGA | TIGA | EWS | COM EXT | . |  | INT 0571, EXT 0979 | 5414823241994 | W | IP65 | LED Technology | 3000K | 90 | 24 | .
223 752 811 922 ED8 A | TIGA LED BS 92724 DIM8 A | 482.65 | . | TIGA | TIGA | EWS | COM EXT | . |  | INT 0571, EXT 0979 | 5414823242007 | A | IP65 | LED Technology | 2700K | 90 | 24 | .
223 752 811 922 ED8 G | TIGA LED BS 92724 DIM8 G | 482.65 | . | TIGA | TIGA | EWS | COM EXT | . |  | INT 0571, EXT 0979 | 5414823242014 | G | IP65 | LED Technology | 2700K | 90 | 24 | .
223 752 811 922 ED8 W | TIGA LED BS 92724 DIM8 W | 482.65 | . | TIGA | TIGA | EWS | COM EXT | . |  | INT 0571, EXT 0979 | 5414823242021 | W | IP65 | LED Technology | 2700K | 90 | 24 | .
223 752 811 932 ED8 A | TIGA LED BS 93024 DIM8 A | 482.65 | . | TIGA | TIGA | EWS | COM EXT | . |  | INT 0571, EXT 0979 | 5414823242038 | A | IP65 | LED Technology | 3000K | 90 | 24 | .
223 752 811 932 ED8 G | TIGA LED BS 93024 DIM8 G | 482.65 | . | TIGA | TIGA | EWS | COM EXT | . |  | INT 0571, EXT 0979 | 5414823231988 | G | IP65 | LED Technology | 3000K | 90 | 24 | .
223 752 811 932 ED8 W | TIGA LED BS 93024 DIM8 W | 482.65 | . | TIGA | TIGA | EWS | COM EXT | . |  | INT 0571, EXT 0979 | 5414823242045 | W | IP65 | LED Technology | 3000K | 90 | 24 | .
223 753 01 B | TIGA V-PLATE B | 28.11 | . | TIGA | TIGA ACC | LA | COM INT | . |  | LEFT | 5414823212932 | B | . | . | . | . | . | .
223 753 01 W | TIGA V-PLATE W | 28.11 | . | TIGA | TIGA ACC | LA | COM INT | . |  | LEFT | 5414823212949 | W | . | . | . | . | . | .
223 753 811 922 ED8 B-MMAT | TIGA IN LED 92724 DIM8 B-MMAT | 374.37 | . | TIGA | TIGA IN | IWS | COM INT | . |  | INT 0571 | 5414823232428 | B-MMAT | IP20 | LED Technology | 2700K | 90 | 24 | .
223 753 811 922 ED8 W-W | TIGA IN LED 92724 DIM8 W-W | 374.37 | . | TIGA | TIGA IN | IWS | COM INT | . |  | INT 0571 | 5414823242052 | W-W | IP20 | LED Technology | 2700K | 90 | 24 | .
223 753 811 932 ED8 B-MMAT | TIGA IN LED 93024 DIM8 B-MMAT | 374.37 | . | TIGA | TIGA IN | IWS | COM INT | . |  | INT 0571 | 5414823231995 | B-MMAT | IP20 | LED Technology | 3000K | 90 | 24 | .
223 753 811 932 ED8 W-W | TIGA IN LED 93024 DIM8 W-W | 374.37 | . | TIGA | TIGA IN | IWS | COM INT | . |  | INT 0571 | 5414823242069 | W-W | IP20 | LED Technology | 3000K | 90 | 24 | .
304 17 04 A | TOPIX NW A | 157.98 | . | TOPIX | TOPIX | IWS | PRO INT | . |  | INT 0535 | 5414823113468 | A | IP20 | LED Technology | 4000K | 80 | . | .
304 17 04 W | TOPIX NW W | 157.98 | . | TOPIX | TOPIX | IWS | PRO INT | . |  | INT 0535 | 5414823113475 | W | IP20 | LED Technology | 4000K | 80 | . | .
304 17 02 A | TOPIX WW A | 157.98 | . | TOPIX | TOPIX | IWS | PRO INT | . |  | INT 0535 | 5414823091285 | A | IP20 | LED Technology | 3000K | 80 | . | .
304 17 02 W | TOPIX WW W | 157.98 | . | TOPIX | TOPIX | IWS | PRO INT | . |  | INT 0535 | 5414823091315 | W | IP20 | LED Technology | 3000K | 80 | . | .
304 17 52 A | TOPIX L X WW A | 462.36 | . | TOPIX | TOPIX L | EWS | PRO EXT | . |  | EXT 0961 | 5414823098055 | A | IP55 | LED Technology | 3000K | 80 | . | .
304 17 52 G | TOPIX L X WW G | 462.36 | . | TOPIX | TOPIX L | EWS | PRO EXT | . |  | EXT 0961 | 5414823098062 | G | IP55 | LED Technology | 3000K | 80 | . | .
200 12 21 B | TRACK 3F DIM CORNER 180° B | 23.11 | . | TRACK | TRACK 3F DIM | IT | PRO INT | . |  | INT 0592 | 5414823237959 | B | IP20 | . | . | . | . | .
200 12 21 W | TRACK 3F DIM CORNER 180° W | 23.66 | . | TRACK | TRACK 3F DIM | IT | PRO INT | . |  | INT 0592 | 5414823237966 | W | IP20 | . | . | . | . | .
200 12 34 B | TRACK 3F DIM CORNER 90° IN B | 62.2 | . | TRACK | TRACK 3F DIM | IT | PRO INT | . |  | INT 0592 | 5414823238017 | B | IP20 | . | . | . | . | .
200 12 34 W | TRACK 3F DIM CORNER 90° IN W | 64.25 | . | TRACK | TRACK 3F DIM | IT | PRO INT | . |  | INT 0592 | 5414823238024 | W | IP20 | . | . | . | . | .
200 12 35 B | TRACK 3F DIM CORNER 90° OUT B | 62.2 | . | TRACK | TRACK 3F DIM | IT | PRO INT | . |  | INT 0592 | 5414823255571 | B | IP20 | . | . | . | . | .
200 12 35 W | TRACK 3F DIM CORNER 90° OUT W | 64.25 | . | TRACK | TRACK 3F DIM | IT | PRO INT | . |  | INT 0592 | 5414823238048 | W | IP20 | . | . | . | . | .
200 12 01 | TRACK 3F DIM CUTTING TOOL | 181.58 | . | TRACK | TRACK 3F DIM | IT | PRO INT | . |  | INT 0593 | 5414823236655 | . | . | . | . | . | . | .
200 12 11 B | TRACK 3F DIM END SUPPLY 11 B | 31 | . | TRACK | TRACK 3F DIM | IT | PRO INT | . |  | INT 0592 | 5414823237850 | B | IP20 | . | . | . | . | .
200 12 11 W | TRACK 3F DIM END SUPPLY 11 W | 31.87 | . | TRACK | TRACK 3F DIM | IT | PRO INT | . |  | INT 0592 | 5414823237867 | W | IP20 | . | . | . | . | .
200 12 12 B | TRACK 3F DIM END SUPPLY 12 B | 31 | . | TRACK | TRACK 3F DIM | IT | PRO INT | . |  | INT 0592 | 5414823237881 | B | IP20 | . | . | . | . | .
200 12 12 W | TRACK 3F DIM END SUPPLY 12 W | 31.87 | . | TRACK | TRACK 3F DIM | IT | PRO INT | . |  | INT 0592 | 5414823237898 | W | IP20 | . | . | . | . | .
200 12 14 B | TRACK 3F DIM MIDDLE SUPPLY B | 65.07 | . | TRACK | TRACK 3F DIM | IT | PRO INT | . |  | INT 0592 | 5414823237928 | B | IP20 | . | . | . | . | .
200 12 14 W | TRACK 3F DIM MIDDLE SUPPLY W | 66.97 | . | TRACK | TRACK 3F DIM | IT | PRO INT | . |  | INT 0592 | 5414823237935 | W | IP20 | . | . | . | . | .
200 12 410 B | TRACK 3F DIM ON 1m B | 62.73 | . | TRACK | TRACK 3F DIM | IT | PRO INT | . |  | INT 0594 | 5414823237577 | B | IP20 | . | . | . | . | .
200 12 410 W | TRACK 3F DIM ON 1m W | 62.73 | . | TRACK | TRACK 3F DIM | IT | PRO INT | . |  | INT 0594 | 5414823237584 | W | IP20 | . | . | . | . | .
200 12 420 B | TRACK 3F DIM ON 2m B | 119.13 | . | TRACK | TRACK 3F DIM | IT | PRO INT | . |  | INT 0594 | 5414823237607 | B | IP20 | . | . | . | . | .
200 12 420 W | TRACK 3F DIM ON 2m W | 119.99 | . | TRACK | TRACK 3F DIM | IT | PRO INT | . |  | INT 0594 | 5414823237614 | W | IP20 | . | . | . | . | .
200 12 430 B | TRACK 3F DIM ON 3m B | 176.03 | . | TRACK | TRACK 3F DIM | IT | PRO INT | . |  | INT 0594 | 5414823237638 | B | IP20 | . | . | . | . | .
200 12 430 W | TRACK 3F DIM ON 3m W | 177.32 | . | TRACK | TRACK 3F DIM | IT | PRO INT | . |  | INT 0594 | 5414823237621 | W | IP20 | . | . | . | . | .
200 12 02 ANO | TRACK 3F DIM ON DIRECT FIXATION ANO | 22.47 | . | TRACK | TRACK 3F DIM | IT | PRO INT | . |  | INT 0595 | 5414823237836 | ANO | . | . | . | . | . | .
200 12 41 B | TRACK 3F DIM ON END CAP B | 7.52 | . | TRACK | TRACK 3F DIM | IT | PRO INT | . |  | INT 0594 | 5414823238062 | B | . | . | . | . | . | .
200 12 41 W | TRACK 3F DIM ON END CAP W | 7.63 | . | TRACK | TRACK 3F DIM | IT | PRO INT | . |  | INT 0594 | 5414823238079 | W | . | . | . | . | . | .
200 12 24 B | TRACK 3F DIM ON FLEX CORNER B | 99.56 | . | TRACK | TRACK 3F DIM | IT | PRO INT | . |  | INT 0594 | 5414823237980 | B | IP20 | . | . | . | . | .
200 12 24 W | TRACK 3F DIM ON FLEX CORNER W | 102.27 | . | TRACK | TRACK 3F DIM | IT | PRO INT | . |  | INT 0594 | 5414823237997 | W | IP20 | . | . | . | . | .
200 99 53 | TRACK CURRENT SUPPLY 5 x 0,75mm² 3,0m | 84.41 | . | TRACK | TRACK 3F DIM | IT | PRO INT | . |  | INT 0595 | 5414823085147 | . | . | . | . | . | . | .
200 14 410 B | TRACK 3F DIM H 1m B | 114.17 | . | TRACK | TRACK 3F DIM H | IT | PRO INT | . |  | INT 0596 | 5414823237652 | B | IP20 | . | . | . | . | .
200 14 410 W | TRACK 3F DIM H 1m W | 114.17 | . | TRACK | TRACK 3F DIM H | IT | PRO INT | . |  | INT 0596 | 5414823237669 | W | IP20 | . | . | . | . | .
200 14 420 B | TRACK 3F DIM H 2m B | 208.48 | . | TRACK | TRACK 3F DIM H | IT | PRO INT | . |  | INT 0596 | 5414823237683 | B | IP20 | . | . | . | . | .
200 14 420 W | TRACK 3F DIM H 2m W | 208.48 | . | TRACK | TRACK 3F DIM H | IT | PRO INT | . |  | INT 0596 | 5414823237676 | W | IP20 | . | . | . | . | .
200 14 430 B | TRACK 3F DIM H 3m B | 297.27 | . | TRACK | TRACK 3F DIM H | IT | PRO INT | . |  | INT 0596 | 5414823237706 | B | IP20 | . | . | . | . | .
200 14 430 W | TRACK 3F DIM H 3m W | 297.27 | . | TRACK | TRACK 3F DIM H | IT | PRO INT | . |  | INT 0596 | 5414823237690 | W | IP20 | . | . | . | . | .
200 14 21 B | TRACK 3F DIM H CORNER 180° B | 57.87 | . | TRACK | TRACK 3F DIM H | IT | PRO INT | . |  | INT 0596 | 5414823238284 | B | IP20 | . | . | . | . | .
200 14 21 W | TRACK 3F DIM H CORNER 180° W | 57.87 | . | TRACK | TRACK 3F DIM H | IT | PRO INT | . |  | INT 0596 | 5414823238291 | W | IP20 | . | . | . | . | .
200 14 34 B | TRACK 3F DIM H CORNER 90° IN B | 75.76 | . | TRACK | TRACK 3F DIM H | IT | PRO INT | . |  | INT 0596 | 5414823238307 | B | IP20 | . | . | . | . | .
200 14 34 W | TRACK 3F DIM H CORNER 90° IN W | 75.76 | . | TRACK | TRACK 3F DIM H | IT | PRO INT | . |  | INT 0596 | 5414823238314 | W | IP20 | . | . | . | . | .
200 14 35 B | TRACK 3F DIM H CORNER 90° OUT B | 75.76 | . | TRACK | TRACK 3F DIM H | IT | PRO INT | . |  | INT 0596 | 5414823238321 | B | IP20 | . | . | . | . | .
200 14 35 W | TRACK 3F DIM H CORNER 90° OUT W | 75.76 | . | TRACK | TRACK 3F DIM H | IT | PRO INT | . |  | INT 0596 | 5414823238338 | W | IP20 | . | . | . | . | .
200 14 41 B | TRACK 3F DIM H END CAP B | 9.36 | . | TRACK | TRACK 3F DIM H | IT | PRO INT | . |  | INT 0596 | 5414823238345 | B | . | . | . | . | . | .
200 14 41 W | TRACK 3F DIM H END CAP W | 9.36 | . | TRACK | TRACK 3F DIM H | IT | PRO INT | . |  | INT 0596 | 5414823238352 | W | . | . | . | . | . | .
200 14 11 B | TRACK 3F DIM H END SUPPLY 11 B | 37.29 | . | TRACK | TRACK 3F DIM H | IT | PRO INT | . |  | INT 0596 | 5414823238215 | B | IP20 | . | . | . | . | .
200 14 11 W | TRACK 3F DIM H END SUPPLY 11 W | 37.29 | . | TRACK | TRACK 3F DIM H | IT | PRO INT | . |  | INT 0596 | 5414823238222 | W | IP20 | . | . | . | . | .
200 14 12 B | TRACK 3F DIM H END SUPPLY 12 B | 37.29 | . | TRACK | TRACK 3F DIM H | IT | PRO INT | . |  | INT 0596 | 5414823238239 | B | IP20 | . | . | . | . | .
200 14 12 W | TRACK 3F DIM H END SUPPLY 12 W | 37.29 | . | TRACK | TRACK 3F DIM H | IT | PRO INT | . |  | INT 0596 | 5414823238246 | W | IP20 | . | . | . | . | .
200 14 14 B | TRACK 3F DIM H MIDDLE SUPPLY B | 74.2 | . | TRACK | TRACK 3F DIM H | IT | PRO INT | . |  | INT 0596 | 5414823238260 | B | IP20 | . | . | . | . | .
200 14 14 W | TRACK 3F DIM H MIDDLE SUPPLY W | 75.25 | . | TRACK | TRACK 3F DIM H | IT | PRO INT | . |  | INT 0596 | 5414823238277 | W | IP20 | . | . | . | . | .
200 14 13 | TRACK 3F DIM H SUSPENSION 3,0m | 84.35 | . | TRACK | TRACK 3F DIM H | IT | PRO INT | . |  | INT 0597 | 5414823238253 | . | . | . | . | . | . | .
200 13 14 01 | TRACK 3F DIM IN - INSIDE CLIP | 10.48 | . | TRACK | TRACK 3F DIM IN | IT | PRO INT | . |  | INT 0593 | 5414823238154 | . | . | . | . | . | . | .
200 13 410 B | TRACK 3F DIM IN 1m B | 71.4 | . | TRACK | TRACK 3F DIM IN | IT | PRO INT | . |  | INT 0592 | 5414823237713 | B | IP20 | . | . | . | . | .
200 13 410 W | TRACK 3F DIM IN 1m W | 71.97 | . | TRACK | TRACK 3F DIM IN | IT | PRO INT | . |  | INT 0592 | 5414823237720 | W | IP20 | . | . | . | . | .
200 13 420 B | TRACK 3F DIM IN 2m B | 136.89 | . | TRACK | TRACK 3F DIM IN | IT | PRO INT | . |  | INT 0592 | 5414823237744 | B | IP20 | . | . | . | . | .
200 13 420 W | TRACK 3F DIM IN 2m W | 138 | . | TRACK | TRACK 3F DIM IN | IT | PRO INT | . |  | INT 0592 | 5414823237737 | W | IP20 | . | . | . | . | .
200 13 430 B | TRACK 3F DIM IN 3m B | 199.81 | . | TRACK | TRACK 3F DIM IN | IT | PRO INT | . |  | INT 0592 | 5414823237751 | B | IP20 | . | . | . | . | .
200 13 430 W | TRACK 3F DIM IN 3m W | 201.47 | . | TRACK | TRACK 3F DIM IN | IT | PRO INT | . |  | INT 0592 | 5414823237768 | W | IP20 | . | . | . | . | .
200 13 41 B | TRACK 3F DIM IN END CAP B | 7.83 | . | TRACK | TRACK 3F DIM IN | IT | PRO INT | . |  | INT 0592 | 5414823238185 | B | . | . | . | . | . | .
200 13 41 W | TRACK 3F DIM IN END CAP W | 8.01 | . | TRACK | TRACK 3F DIM IN | IT | PRO INT | . |  | INT 0592 | 5414823238192 | W | . | . | . | . | . | .
200 13 12 B | TRACK 3F DIM IN RECESSED COVER CORNER 90° B | 18.72 | . | TRACK | TRACK 3F DIM IN | IT | PRO INT | . |  | INT 0592 | 5414823238130 | B | . | . | . | . | . | .
200 13 12 W | TRACK 3F DIM IN RECESSED COVER CORNER 90° W | 19.16 | . | TRACK | TRACK 3F DIM IN | IT | PRO INT | . |  | INT 0592 | 5414823238147 | W | . | . | . | . | . | .
200 13 11 B | TRACK 3F DIM IN RECESSED COVER END SUPPLY B | 17.56 | . | TRACK | TRACK 3F DIM IN | IT | PRO INT | . |  | INT 0592 | 5414823238116 | B | . | . | . | . | . | .
200 13 11 W | TRACK 3F DIM IN RECESSED COVER END SUPPLY W | 18 | . | TRACK | TRACK 3F DIM IN | IT | PRO INT | . |  | INT 0592 | 5414823238123 | W | . | . | . | . | . | .
200 13 14 B | TRACK 3F DIM IN RECESSED COVER MIDDLE SUPPLY B | 18.29 | . | TRACK | TRACK 3F DIM IN | IT | PRO INT | . |  | INT 0592 | 5414823238161 | B | . | . | . | . | . | .
200 13 14 W | TRACK 3F DIM IN RECESSED COVER MIDDLE SUPPLY W | 18.66 | . | TRACK | TRACK 3F DIM IN | IT | PRO INT | . |  | INT 0592 | 5414823238178 | W | . | . | . | . | . | .
200 12 50 A | TRACK 3F DIM ON ROD SUSPENSION 1,0m A | 76.42 | . | TRACK | TRACK 3F DIM ON | IT | PRO INT | . |  | INT 0595 | 5414823238086 | A | . | . | . | . | . | .
200 12 50 B | TRACK 3F DIM ON ROD SUSPENSION 1,0m B | 76.42 | . | TRACK | TRACK 3F DIM ON | IT | PRO INT | . |  | INT 0595 | 5414823238093 | B | . | . | . | . | . | .
200 12 50 W | TRACK 3F DIM ON ROD SUSPENSION 1,0m W | 76.42 | . | TRACK | TRACK 3F DIM ON | IT | PRO INT | . |  | INT 0595 | 5414823238109 | W | . | . | . | . | . | .
200 14 06 | TRACK SHL 19 - MOUNTING CLIP SET [10pcs] | 60.64 | . | TRACK | TRACK 3F DIM ON | IT | PRO INT | . |  | INT 0597 | 5414823238208 | . | . | . | . | . | . | .
201 03 00 B | TWEETER CLIP B | 25.89 | . | TWEETER | TWEETER ACC | LA | PRO INT | . |  | LEFT | 5414823165412 | B | . | . | . | . | . | .
201 03 00 W | TWEETER CLIP W | 25.89 | . | TWEETER | TWEETER ACC | LA | PRO INT | . |  | LEFT | 5414823164712 | W | . | . | . | . | . | .
206 31 811 922 ED8 W | TWEETER ON 1 92733 DIM8 W | 387.24 | . | TWEETER | TWEETER ON | ICS | PRO INT | . |  | INT 0235 | 5414823241567 | W | IP20 | LED Technology | 2700K | 90 | 33 | .
206 31 811 923 ED8 W | TWEETER ON 1 92750 DIM8 W | 387.24 | . | TWEETER | TWEETER ON | ICS | PRO INT | . |  | INT 0235 | 5414823241574 | W | IP20 | LED Technology | 2700K | 90 | 50 | .
206 31 811 932 ED8 W | TWEETER ON 1 93033 DIM8 W | 387.24 | . | TWEETER | TWEETER ON | ICS | PRO INT | . |  | INT 0235 | 5414823235689 | W | IP20 | LED Technology | 3000K | 90 | 33 | .
206 31 811 933 ED8 W | TWEETER ON 1 93050 DIM8 W | 387.24 | . | TWEETER | TWEETER ON | ICS | PRO INT | . |  | INT 0235 | 5414823241581 | W | IP20 | LED Technology | 3000K | 90 | 50 | .
206 31 812 922 ED8 W | TWEETER ON 2 92733 DIM8 W | 642.57 | . | TWEETER | TWEETER ON | ICS | PRO INT | . |  | INT 0235 | 5414823241598 | W | IP20 | LED Technology | 2700K | 90 | 33 | .
206 31 812 923 ED8 W | TWEETER ON 2 92750 DIM8 W | 642.57 | . | TWEETER | TWEETER ON | ICS | PRO INT | . |  | INT 0235 | 5414823241604 | W | IP20 | LED Technology | 2700K | 90 | 50 | .
206 31 812 932 ED8 W | TWEETER ON 2 93033 DIM8 W | 642.57 | . | TWEETER | TWEETER ON | ICS | PRO INT | . |  | INT 0235 | 5414823235696 | W | IP20 | LED Technology | 3000K | 90 | 33 | .
206 31 812 933 ED8 W | TWEETER ON 2 93050 DIM8 W | 642.57 | . | TWEETER | TWEETER ON | ICS | PRO INT | . |  | INT 0235 | 5414823241611 | W | IP20 | LED Technology | 3000K | 90 | 50 | .
418 51 811 922 ED8 B-C | TWEETER M ON 1 92733 DIM8 B-C | 393.53 | . | TWEETER | TWEETER ON M | ICS | PRO INT | . |  | INT 0233 | 5414823253508 | B-C | IP20 | LED Technology | 2700K | 90 | 33 | .
418 51 811 922 ED8 W-W | TWEETER M ON 1 92733 DIM8 W-W | 358.88 | . | TWEETER | TWEETER ON M | ICS | PRO INT | . |  | INT 0233 | 5414823253515 | W-W | IP20 | LED Technology | 2700K | 90 | 33 | .
418 51 811 922 WDL B-C | TWEETER M ON 1 92733 WDL B-C | 522.65 | . | TWEETER | TWEETER ON M | ICS | PRO INT | . |  | INT 0233 | 5414823253522 | B-C | IP20 | LED Technology | 2700K | 90 | 33 | .
418 51 811 922 WDL W-W | TWEETER M ON 1 92733 WDL W-W | 488 | . | TWEETER | TWEETER ON M | ICS | PRO INT | . |  | INT 0233 | 5414823253539 | W-W | IP20 | LED Technology | 2700K | 90 | 33 | .
418 51 811 923 ED8 B-C | TWEETER M ON 1 92750 DIM8 B-C | 393.53 | . | TWEETER | TWEETER ON M | ICS | PRO INT | . |  | INT 0233 | 5414823253546 | B-C | IP20 | LED Technology | 2700K | 90 | 50 | .
418 51 811 923 ED8 W-W | TWEETER M ON 1 92750 DIM8 W-W | 358.88 | . | TWEETER | TWEETER ON M | ICS | PRO INT | . |  | INT 0233 | 5414823253553 | W-W | IP20 | LED Technology | 2700K | 90 | 50 | .
418 51 811 923 WDL B-C | TWEETER M ON 1 92750 WDL B-C | 522.65 | . | TWEETER | TWEETER ON M | ICS | PRO INT | . |  | INT 0233 | 5414823253560 | B-C | IP20 | LED Technology | 2700K | 90 | 50 | .
418 51 811 923 WDL W-W | TWEETER M ON 1 92750 WDL W-W | 488 | . | TWEETER | TWEETER ON M | ICS | PRO INT | . |  | INT 0233 | 5414823253577 | W-W | IP20 | LED Technology | 2700K | 90 | 50 | .
418 51 811 932 ED8 B-C | TWEETER M ON 1 93033 DIM8 B-C | 393.53 | . | TWEETER | TWEETER ON M | ICS | PRO INT | . |  | INT 0233 | 5414823253584 | B-C | IP20 | LED Technology | 3000K | 90 | 33 | .
418 51 811 932 ED8 W-W | TWEETER M ON 1 93033 DIM8 W-W | 358.88 | . | TWEETER | TWEETER ON M | ICS | PRO INT | . |  | INT 0233 | 5414823253591 | W-W | IP20 | LED Technology | 3000K | 90 | 33 | .
418 51 811 932 WDL B-C | TWEETER M ON 1 93033 WDL B-C | 522.65 | . | TWEETER | TWEETER ON M | ICS | PRO INT | . |  | INT 0233 | 5414823253607 | B-C | IP20 | LED Technology | 3000K | 90 | 33 | .
418 51 811 932 WDL W-W | TWEETER M ON 1 93033 WDL W-W | 488 | . | TWEETER | TWEETER ON M | ICS | PRO INT | . |  | INT 0233 | 5414823253614 | W-W | IP20 | LED Technology | 3000K | 90 | 33 | .
418 51 811 933 ED8 B-C | TWEETER M ON 1 93050 DIM8 B-C | 393.53 | . | TWEETER | TWEETER ON M | ICS | PRO INT | . |  | INT 0233 | 5414823253621 | B-C | IP20 | LED Technology | 3000K | 90 | 50 | .
418 51 811 933 ED8 W-W | TWEETER M ON 1 93050 DIM8 W-W | 358.88 | . | TWEETER | TWEETER ON M | ICS | PRO INT | . |  | INT 0233 | 5414823253638 | W-W | IP20 | LED Technology | 3000K | 90 | 50 | .
418 51 811 933 WDL B-C | TWEETER M ON 1 93050 WDL B-C | 522.65 | . | TWEETER | TWEETER ON M | ICS | PRO INT | . |  | INT 0233 | 5414823253645 | B-C | IP20 | LED Technology | 3000K | 90 | 50 | .
418 51 811 933 WDL W-W | TWEETER M ON 1 93050 WDL W-W | 488 | . | TWEETER | TWEETER ON M | ICS | PRO INT | . |  | INT 0233 | 5414823253652 | W-W | IP20 | LED Technology | 3000K | 90 | 50 | .
418 51 812 922 ED8 B-C | TWEETER M ON 2 92733 DIM8 B-C | 633.37 | . | TWEETER | TWEETER ON M | ICS | PRO INT | . |  | INT 0233 | 5414823253669 | B-C | IP20 | LED Technology | 2700K | 90 | 33 | .
418 51 812 922 ED8 W-W | TWEETER M ON 2 92733 DIM8 W-W | 577.33 | . | TWEETER | TWEETER ON M | ICS | PRO INT | . |  | INT 0233 | 5414823253676 | W-W | IP20 | LED Technology | 2700K | 90 | 33 | .
418 51 812 922 WDL B-C | TWEETER M ON 2 92733 WDL B-C | 756.33 | . | TWEETER | TWEETER ON M | ICS | PRO INT | . |  | INT 0233 | 5414823253683 | B-C | IP20 | LED Technology | 2700K | 90 | 33 | .
418 51 812 922 WDL W-W | TWEETER M ON 2 92733 WDL W-W | 700.29 | . | TWEETER | TWEETER ON M | ICS | PRO INT | . |  | INT 0233 | 5414823253690 | W-W | IP20 | LED Technology | 2700K | 90 | 33 | .
418 51 812 923 ED8 B-C | TWEETER M ON 2 92750 DIM8 B-C | 633.37 | . | TWEETER | TWEETER ON M | ICS | PRO INT | . |  | INT 0233 | 5414823253706 | B-C | IP20 | LED Technology | 2700K | 90 | 50 | .
418 51 812 923 ED8 W-W | TWEETER M ON 2 92750 DIM8 W-W | 577.33 | . | TWEETER | TWEETER ON M | ICS | PRO INT | . |  | INT 0233 | 5414823253713 | W-W | IP20 | LED Technology | 2700K | 90 | 50 | .
418 51 812 923 WDL B-C | TWEETER M ON 2 92750 WDL B-C | 756.33 | . | TWEETER | TWEETER ON M | ICS | PRO INT | . |  | INT 0233 | 5414823253720 | B-C | IP20 | LED Technology | 2700K | 90 | 50 | .
418 51 812 923 WDL W-W | TWEETER M ON 2 92750 WDL W-W | 700.29 | . | TWEETER | TWEETER ON M | ICS | PRO INT | . |  | INT 0233 | 5414823253737 | W-W | IP20 | LED Technology | 2700K | 90 | 50 | .
418 51 812 932 ED8 B-C | TWEETER M ON 2 93033 DIM8 B-C | 633.37 | . | TWEETER | TWEETER ON M | ICS | PRO INT | . |  | INT 0233 | 5414823253744 | B-C | IP20 | LED Technology | 3000K | 90 | 33 | .
418 51 812 932 ED8 W-W | TWEETER M ON 2 93033 DIM8 W-W | 577.33 | . | TWEETER | TWEETER ON M | ICS | PRO INT | . |  | INT 0233 | 5414823253751 | W-W | IP20 | LED Technology | 3000K | 90 | 33 | .
418 51 812 932 WDL B-C | TWEETER M ON 2 93033 WDL B-C | 756.33 | . | TWEETER | TWEETER ON M | ICS | PRO INT | . |  | INT 0233 | 5414823253768 | B-C | IP20 | LED Technology | 3000K | 90 | 33 | .
418 51 812 932 WDL W-W | TWEETER M ON 2 93033 WDL W-W | 700.29 | . | TWEETER | TWEETER ON M | ICS | PRO INT | . |  | INT 0233 | 5414823253775 | W-W | IP20 | LED Technology | 3000K | 90 | 33 | .
418 51 812 933 ED8 B-C | TWEETER M ON 2 93050 DIM8 B-C | 633.37 | . | TWEETER | TWEETER ON M | ICS | PRO INT | . |  | INT 0233 | 5414823253782 | B-C | IP20 | LED Technology | 3000K | 90 | 50 | .
418 51 812 933 ED8 W-W | TWEETER M ON 2 93050 DIM8 W-W | 577.33 | . | TWEETER | TWEETER ON M | ICS | PRO INT | . |  | INT 0233 | 5414823253799 | W-W | IP20 | LED Technology | 3000K | 90 | 50 | .
418 51 812 933 WDL B-C | TWEETER M ON 2 93050 WDL B-C | 756.33 | . | TWEETER | TWEETER ON M | ICS | PRO INT | . |  | INT 0233 | 5414823253805 | B-C | IP20 | LED Technology | 3000K | 90 | 50 | .
418 51 812 933 WDL W-W | TWEETER M ON 2 93050 WDL W-W | 700.29 | . | TWEETER | TWEETER ON M | ICS | PRO INT | . |  | INT 0233 | 5414823253812 | W-W | IP20 | LED Technology | 3000K | 90 | 50 | .
206 11 811 922 W-W | TWEETER ST D 92733 S1 W-W | 302.66 | . | TWEETER | TWEETER ST D | ICR | PRO INT | . |  | INT 0031 | 5414823241437 | W-W | IP20 | LED Technology | 2700K | 90 | 33 | .
206 11 811 923 W-W | TWEETER ST D 92750 S1 W-W | 302.66 | . | TWEETER | TWEETER ST D | ICR | PRO INT | . |  | INT 0031 | 5414823241444 | W-W | IP20 | LED Technology | 2700K | 90 | 50 | .
206 11 811 932 W-W | TWEETER ST D 93033 S1 W-W | 302.66 | . | TWEETER | TWEETER ST D | ICR | PRO INT | . |  | INT 0031 | 5414823234910 | W-W | IP20 | LED Technology | 3000K | 90 | 33 | .
206 11 811 933 W-W | TWEETER ST D 93050 S1 W-W | 302.66 | . | TWEETER | TWEETER ST D | ICR | PRO INT | . |  | INT 0031 | 5414823241451 | W-W | IP20 | LED Technology | 3000K | 90 | 50 | .
418 21 811 922 B-C | TWEETER M ST 92733 B-C | 324.62 | . | TWEETER | TWEETER ST M | ICR | PRO INT | . |  | INT 0029 | 5414823253232 | B-C | IP20 | LED Technology | 2700K | 90 | 33 | .
418 21 811 922 W-W | TWEETER M ST 92733 W-W | 298.15 | . | TWEETER | TWEETER ST M | ICR | PRO INT | . |  | INT 0029 | 5414823253249 | W-W | IP20 | LED Technology | 2700K | 90 | 33 | .
418 21 811 923 B-C | TWEETER M ST 92750 B-C | 324.62 | . | TWEETER | TWEETER ST M | ICR | PRO INT | . |  | INT 0029 | 5414823253256 | B-C | IP20 | LED Technology | 2700K | 90 | 50 | .
418 21 811 923 W-W | TWEETER M ST 92750 W-W | 298.15 | . | TWEETER | TWEETER ST M | ICR | PRO INT | . |  | INT 0029 | 5414823253263 | W-W | IP20 | LED Technology | 2700K | 90 | 50 | .
418 21 811 932 B-C | TWEETER M ST 93033 B-C | 324.62 | . | TWEETER | TWEETER ST M | ICR | PRO INT | . |  | INT 0029 | 5414823253270 | B-C | IP20 | LED Technology | 3000K | 90 | 33 | .
418 21 811 932 W-W | TWEETER M ST 93033 W-W | 298.15 | . | TWEETER | TWEETER ST M | ICR | PRO INT | . |  | INT 0029 | 5414823253287 | W-W | IP20 | LED Technology | 3000K | 90 | 33 | .
418 21 811 933 B-C | TWEETER M ST 93050 B-C | 324.62 | . | TWEETER | TWEETER ST M | ICR | PRO INT | . |  | INT 0029 | 5414823253294 | B-C | IP20 | LED Technology | 3000K | 90 | 50 | .
418 21 811 933 W-W | TWEETER M ST 93050 W-W | 298.15 | . | TWEETER | TWEETER ST M | ICR | PRO INT | . |  | INT 0029 | 5414823253300 | W-W | IP20 | LED Technology | 3000K | 90 | 50 | .
418 23 1902 B-C | TWEETER M ST 9-SOFT B-C | 391.26 | . | TWEETER | TWEETER ST M | ICR | PRO INT | . |  | INT 0029 | 5414823253317 | B-C | IP20 | LED Technology | 2700-1800 | 90 | 40 | .
418 23 1902 W-W | TWEETER M ST 9-SOFT W-W | 363.33 | . | TWEETER | TWEETER ST M | ICR | PRO INT | . |  | INT 0029 | 5414823253324 | W-W | IP20 | LED Technology | 2700-1800 | 90 | 40 | .
206 21 811 922 B-W | TWEETER TRIMLESS 92733 B-W | 262.29 | . | TWEETER | TWEETER TRIMLESS | ICR | PRO INT | . |  | INT 0031 | 5414823241468 | B-W | IP23/20 | LED Technology | 2700K | 90 | 33 | .
206 21 811 922 W-W | TWEETER TRIMLESS 92733 W-W | 262.29 | . | TWEETER | TWEETER TRIMLESS | ICR | PRO INT | . |  | INT 0031 | 5414823241475 | W-W | IP23/20 | LED Technology | 2700K | 90 | 33 | .
206 21 811 923 B-W | TWEETER TRIMLESS 92750 B-W | 262.29 | . | TWEETER | TWEETER TRIMLESS | ICR | PRO INT | . |  | INT 0031 | 5414823241482 | B-W | IP23/20 | LED Technology | 2700K | 90 | 50 | .
206 21 811 923 W-W | TWEETER TRIMLESS 92750 W-W | 262.29 | . | TWEETER | TWEETER TRIMLESS | ICR | PRO INT | . |  | INT 0031 | 5414823236334 | W-W | IP23/20 | LED Technology | 2700K | 90 | 50 | .
206 21 811 932 B-W | TWEETER TRIMLESS 93033 B-W | 262.29 | . | TWEETER | TWEETER TRIMLESS | ICR | PRO INT | . |  | INT 0031 | 5414823241499 | B-W | IP23/20 | LED Technology | 3000K | 90 | 33 | .
206 21 811 932 W-W | TWEETER TRIMLESS 93033 W-W | 262.29 | . | TWEETER | TWEETER TRIMLESS | ICR | PRO INT | . |  | INT 0031 | 5414823241505 | W-W | IP23/20 | LED Technology | 3000K | 90 | 33 | .
206 21 811 933 B-W | TWEETER TRIMLESS 93050 B-W | 262.29 | . | TWEETER | TWEETER TRIMLESS | ICR | PRO INT | . |  | INT 0031 | 5414823241512 | B-W | IP23/20 | LED Technology | 3000K | 90 | 50 | .
206 21 811 933 W-W | TWEETER TRIMLESS 93050 W-W | 262.29 | . | TWEETER | TWEETER TRIMLESS | ICR | PRO INT | . |  | INT 0031 | 5414823241529 | W-W | IP23/20 | LED Technology | 3000K | 90 | 50 | .
418 11 811 922 B-C | TWEETER M TRIMLESS 92733 B-C | 287.11 | . | TWEETER | TWEETER TRIMLESS M | ICR | PRO INT | . |  | INT 0029 | 5414823253133 | B-C | IP20 | LED Technology | 2700K | 90 | 33 | .
418 11 811 922 W-W | TWEETER M TRIMLESS 92733 W-W | 262.44 | . | TWEETER | TWEETER TRIMLESS M | ICR | PRO INT | . |  | INT 0029 | 5414823253140 | W-W | IP20 | LED Technology | 2700K | 90 | 33 | .
418 11 811 923 B-C | TWEETER M TRIMLESS 92750 B-C | 287.11 | . | TWEETER | TWEETER TRIMLESS M | ICR | PRO INT | . |  | INT 0029 | 5414823253157 | B-C | IP20 | LED Technology | 2700K | 90 | 50 | .
418 11 811 923 W-W | TWEETER M TRIMLESS 92750 W-W | 262.44 | . | TWEETER | TWEETER TRIMLESS M | ICR | PRO INT | . |  | INT 0029 | 5414823253164 | W-W | IP20 | LED Technology | 2700K | 90 | 50 | .
418 11 811 932 B-C | TWEETER M TRIMLESS 93033 B-C | 287.11 | . | TWEETER | TWEETER TRIMLESS M | ICR | PRO INT | . |  | INT 0029 | 5414823253171 | B-C | IP20 | LED Technology | 3000K | 90 | 33 | .
418 11 811 932 W-W | TWEETER M TRIMLESS 93033 W-W | 262.44 | . | TWEETER | TWEETER TRIMLESS M | ICR | PRO INT | . |  | INT 0029 | 5414823253188 | W-W | IP20 | LED Technology | 3000K | 90 | 33 | .
418 11 811 933 B-C | TWEETER M TRIMLESS 93050 B-C | 287.11 | . | TWEETER | TWEETER TRIMLESS M | ICR | PRO INT | . |  | INT 0029 | 5414823253195 | B-C | IP20 | LED Technology | 3000K | 90 | 50 | .
418 11 811 933 W-W | TWEETER M TRIMLESS 93050 W-W | 262.44 | . | TWEETER | TWEETER TRIMLESS M | ICR | PRO INT | . |  | INT 0029 | 5414823253201 | W-W | IP20 | LED Technology | 3000K | 90 | 50 | .
418 13 1902 B-C | TWEETER M TRIMLESS 9-SOFT B-C | 332.27 | . | TWEETER | TWEETER TRIMLESS M | ICR | PRO INT | . |  | INT 0029 | 5414823253218 | B-C | IP20 | LED Technology | 2700-1800 | 90 | 40 | .
418 13 1902 W-W | TWEETER M TRIMLESS 9-SOFT W-W | 307.59 | . | TWEETER | TWEETER TRIMLESS M | ICR | PRO INT | . |  | INT 0029 | 5414823253225 | W-W | IP20 | LED Technology | 2700-1800 | 90 | 40 | .
206 43 811 930 N | TWEETER X P 30 930 N | 586.32 | . | TWEETER | TWEETER X | EFS | PRO EXT | . |  | EXT 1029 | 5414823236297 | N | IP65 | LED Technology | 3000K | 90 | . | .
206 46 811 930 N | TWEETER X P 60 930 N | 610.73 | . | TWEETER | TWEETER X | EFS | PRO EXT | . |  | EXT 1029 | 5414823241635 | N | IP65 | LED Technology | 3000K | 90 | . | .
206 40 811 930 N | TWEETER X W 930 N | 633.68 | . | TWEETER | TWEETER X | EWS | PRO EXT | . |  | EXT 0987 | 5414823241628 | N | IP54 | LED Technology | 3000K | 90 | . | .
279 70 00 B-B | TWENTY-7 ON B-B | 210.42 | . | TWENTY-7 | TWENTY-7 | ICS | PRO INT | . |  | INT 0289 | 5414823181610 | B-B | IP20 | Incandescent | . | . | . | .
279 70 00 W-B | TWENTY-7 ON W-B | 210.42 | . | TWENTY-7 | TWENTY-7 | ICS | PRO INT | . |  | INT 0289 | 5414823189425 | W-B | IP20 | Incandescent | . | . | . | .
279 70 00 W-W | TWENTY-7 ON W-W | 210.42 | . | TWENTY-7 | TWENTY-7 | ICS | PRO INT | . |  | INT 0289 | 5414823189432 | W-W | IP20 | Incandescent | . | . | . | .
415 35 00 | TWENTY-7 TRIMLESS | 77.48 | . | TWENTY-7 | TWENTY-7 | ICR | PRO INT | . |  | INT 0109 | 5414823196515 | . | IP20 | Incandescent | . | . | . | .
279 52 62 W | NEC+ULTRA 250 Hi W | 324.56 | . | ULTRA | NEC+ ULTRA | IWS | PRO INT | . |  | INT 0529 | 5414823095269 | W | IP20 | Halogen Mains-Voltage | . | . | . | .
279 51 40 W | ULTRA TW HP W | 134.93 | . | ULTRA | ULTRA TWIN | IWS | PRO INT | . |  | INT 0529 | 5414823095245 | W | IP20 | Halogen Mains-Voltage | . | . | . | .
279 61 812 930 A | ULTRA X DOWN-UP LED 930 A | 502.53 | . | ULTRA | ULTRA X | EWS | PRO EXT | . |  | INT 0529, EXT 0991 | 5414823234385 | A | IP55 | LED Technology | 3000K | 90 | . | .
279 61 812 930 N | ULTRA X DOWN-UP LED 930 N | 502.53 | . | ULTRA | ULTRA X | EWS | PRO EXT | . |  | INT 0529, EXT 0991 | 5414823234392 | N | IP55 | LED Technology | 3000K | 90 | . | .
279 61 812 930 W | ULTRA X DOWN-UP LED 930 W | 502.53 | . | ULTRA | ULTRA X | EWS | PRO EXT | . |  | INT 0529, EXT 0991 | 5414823234408 | W | IP55 | LED Technology | 3000K | 90 | . | .
279 61 811 930 A | ULTRA X LED 930 A | 343.73 | . | ULTRA | ULTRA X | EWS | PRO EXT | . |  | INT 0529, EXT 0991 | 5414823234354 | A | IP55 | LED Technology | 3000K | 90 | . | .
279 61 811 930 N | ULTRA X LED 930 N | 343.73 | . | ULTRA | ULTRA X | EWS | PRO EXT | . |  | INT 0529, EXT 0991 | 5414823234361 | N | IP55 | LED Technology | 3000K | 90 | . | .
279 61 811 930 W | ULTRA X LED 930 W | 343.73 | . | ULTRA | ULTRA X | EWS | PRO EXT | . |  | INT 0529, EXT 0991 | 5414823234378 | W | IP55 | LED Technology | 3000K | 90 | . | .
275 07 34 B | VISA LED HW B | 615.08 | . | VISA | VISA | IWS | PRO INT | . |  | INT 0553 | 5414823244568 | B | IP55 | LED Technology | 2700K | 80 | . | .
275 07 34 W | VISA LED HW W | 527.46 | . | VISA | VISA | IWS | PRO INT | . |  | INT 0553 | 5414823154638 | W | IP55 | LED Technology | 2700K | 80 | . | .
275 07 24 B | VISA LED WW B | 615.08 | . | VISA | VISA | IWS | PRO INT | . |  | INT 0553 | 5414823244551 | B | IP55 | LED Technology | 3000K | 80 | . | .
275 07 24 W | VISA LED WW W | 527.46 | . | VISA | VISA | IWS | COM INT | . |  | INT 0553 | 5414823099304 | W | IP55 | LED Technology | 3000K | 80 | . | .
275 07 42 W | VISA W | 245.58 | . | VISA | VISA | IWS | COM INT | . |  | INT 0553 | 5414823092589 | W | IP20 | Halogen Mains-Voltage | . | . | . | .
275 06 24 G | VISA X LED WW G | 682.13 | . | VISA | VISA | EWS | COM EXT | . |  | EXT 0975 | 5414823130328 | G | IP55 | LED Technology | 3000K | 80 | . | .
278 25 23 W | VISION LED HW W | 403 | . | VISION | VISION | IWS | PRO INT | . |  | INT 0567 | 5414823139420 | W | IP20 | LED Technology | 2700K | 80 | . | .
278 25 23 W-C | VISION LED HW W-C | 456.96 | . | VISION | VISION | IWS | PRO INT | . |  | INT 0567 | 5414823176852 | W-C | IP20 | LED Technology | 2700K | 80 | . | .
278 25 22 W | VISION LED WW W | 403 | . | VISION | VISION | IWS | PRO INT | . |  | INT 0567 | 5414823099311 | W | IP20 | LED Technology | 3000K | 80 | . | .
278 25 22 W-C | VISION LED WW W-C | 456.96 | . | VISION | VISION | IWS | PRO INT | . |  | INT 0567 | 5414823099328 | W-C | IP20 | LED Technology | 3000K | 80 | . | .
278 25 40 W | VISION W | 276.89 | . | VISION | VISION | IWS | PRO INT | . |  | INT 0567 | 5414823092626 | W | IP20 | Halogen Mains-Voltage | . | . | . | .
278 25 40 W-C | VISION W-C | 325.04 | . | VISION | VISION | IWS | PRO INT | . |  | INT 0567 | 5414823093050 | W-C | IP20 | Halogen Mains-Voltage | . | . | . | .
278 27 22 A | VISION OUT LED WW A | 516.54 | . | VISION | VISION OUT | EWS | PRO EXT | . |  | EXT 0979 | 5414823123009 | A | IP55 | LED Technology | 3000K | 80 | . | .
278 27 22 N | VISION OUT LED WW N | 516.54 | . | VISION | VISION OUT | EWS | PRO EXT | . |  | EXT 0979 | 5414823141911 | N | IP55 | LED Technology | 3000K | 80 | . | .
278 26 22 A | VISION S OUT LED WW A | 443.47 | . | VISION | VISION S OUT | EWS | PRO EXT | . |  | EXT 0979 | 5414823128059 | A | IP55 | LED Technology | 3000K | 80 | . | .
278 26 22 N | VISION S OUT LED WW N | 443.47 | . | VISION | VISION S OUT | EWS | PRO EXT | . |  | EXT 0979 | 5414823141898 | N | IP55 | LED Technology | 3000K | 80 | . | .
472 121 811 921 B | HEDRA 391 C 92724 B | 407.33 | . | VIZIR/HEDRA | HEDRA C | ICP | PRO INT | . |  | INT 0337 | 5414823283413 | B | IP20 | LED Technology | 2700K | 90 | 24 | .
472 121 811 921 BBR | HEDRA 391 C 92724 BBR | 535.87 | . | VIZIR/HEDRA | HEDRA C | ICP | PRO INT | . |  | INT 0337 | 5414823283420 | BBR | IP20 | LED Technology | 2700K | 90 | 24 | .
472 121 811 921 GC | HEDRA 391 C 92724 GC | 427.74 | . | VIZIR/HEDRA | HEDRA C | ICP | PRO INT | . |  | INT 0337 | 5414823283437 | GC | IP20 | LED Technology | 2700K | 90 | 24 | .
472 121 811 921 W | HEDRA 391 C 92724 W | 407.33 | . | VIZIR/HEDRA | HEDRA C | ICP | PRO INT | . |  | INT 0337 | 5414823283444 | W | IP20 | LED Technology | 2700K | 90 | 24 | .
472 121 811 931 B | HEDRA 391 C 93024 B | 407.33 | . | VIZIR/HEDRA | HEDRA C | ICP | PRO INT | . |  | INT 0337 | 5414823283451 | B | IP20 | LED Technology | 3000K | 90 | 24 | .
472 121 811 931 BBR | HEDRA 391 C 93024 BBR | 535.87 | . | VIZIR/HEDRA | HEDRA C | ICP | PRO INT | . |  | INT 0337 | 5414823283468 | BBR | IP20 | LED Technology | 3000K | 90 | 24 | .
472 121 811 931 GC | HEDRA 391 C 93024 GC | 427.74 | . | VIZIR/HEDRA | HEDRA C | ICP | PRO INT | . |  | INT 0337 | 5414823283475 | GC | IP20 | LED Technology | 3000K | 90 | 24 | .
472 121 811 931 W | HEDRA 391 C 93024 W | 407.33 | . | VIZIR/HEDRA | HEDRA C | ICP | PRO INT | . |  | INT 0337 | 5414823283482 | W | IP20 | LED Technology | 3000K | 90 | 24 | .
472 122 811 921 B | HEDRA 392 C 92724 B | 450.59 | . | VIZIR/HEDRA | HEDRA C | ICP | PRO INT | . |  | INT 0337 | 5414823283499 | B | IP20 | LED Technology | 2700K | 90 | 24 | .
472 122 811 921 BBR | HEDRA 392 C 92724 BBR | 644.13 | . | VIZIR/HEDRA | HEDRA C | ICP | PRO INT | . |  | INT 0337 | 5414823283505 | BBR | IP20 | LED Technology | 2700K | 90 | 24 | .
472 122 811 921 GC | HEDRA 392 C 92724 GC | 455.63 | . | VIZIR/HEDRA | HEDRA C | ICP | PRO INT | . |  | INT 0337 | 5414823283512 | GC | IP20 | LED Technology | 2700K | 90 | 24 | .
472 122 811 921 W | HEDRA 392 C 92724 W | 450.59 | . | VIZIR/HEDRA | HEDRA C | ICP | PRO INT | . |  | INT 0337 | 5414823283529 | W | IP20 | LED Technology | 2700K | 90 | 24 | .
472 122 811 931 B | HEDRA 392 C 93024 B | 450.59 | . | VIZIR/HEDRA | HEDRA C | ICP | PRO INT | . |  | INT 0337 | 5414823283536 | B | IP20 | LED Technology | 3000K | 90 | 24 | .
472 122 811 931 BBR | HEDRA 392 C 93024 BBR | 644.13 | . | VIZIR/HEDRA | HEDRA C | ICP | PRO INT | . |  | INT 0337 | 5414823283543 | BBR | IP20 | LED Technology | 3000K | 90 | 24 | .
472 122 811 931 GC | HEDRA 392 C 93024 GC | 455.63 | . | VIZIR/HEDRA | HEDRA C | ICP | PRO INT | . |  | INT 0337 | 5414823283550 | GC | IP20 | LED Technology | 3000K | 90 | 24 | .
472 122 811 931 W | HEDRA 392 C 93024 W | 450.59 | . | VIZIR/HEDRA | HEDRA C | ICP | PRO INT | . |  | INT 0337 | 5414823283567 | W | IP20 | LED Technology | 3000K | 90 | 24 | .
472 123 811 921 B | HEDRA 393 C 92724 B | 477.2 | . | VIZIR/HEDRA | HEDRA C | ICP | PRO INT | . |  | INT 0337 | 5414823283574 | B | IP20 | LED Technology | 2700K | 90 | 24 | .
472 123 811 921 BBR | HEDRA 393 C 92724 BBR | 734.47 | . | VIZIR/HEDRA | HEDRA C | ICP | PRO INT | . |  | INT 0337 | 5414823283581 | BBR | IP20 | LED Technology | 2700K | 90 | 24 | .
472 123 811 921 GC | HEDRA 393 C 92724 GC | 498.87 | . | VIZIR/HEDRA | HEDRA C | ICP | PRO INT | . |  | INT 0337 | 5414823283598 | GC | IP20 | LED Technology | 2700K | 90 | 24 | .
472 123 811 921 W | HEDRA 393 C 92724 W | 477.2 | . | VIZIR/HEDRA | HEDRA C | ICP | PRO INT | . |  | INT 0337 | 5414823283604 | W | IP20 | LED Technology | 2700K | 90 | 24 | .
472 123 811 931 B | HEDRA 393 C 93024 B | 477.2 | . | VIZIR/HEDRA | HEDRA C | ICP | PRO INT | . |  | INT 0337 | 5414823283611 | B | IP20 | LED Technology | 3000K | 90 | 24 | .
472 123 811 931 BBR | HEDRA 393 C 93024 BBR | 734.47 | . | VIZIR/HEDRA | HEDRA C | ICP | PRO INT | . |  | INT 0337 | 5414823283628 | BBR | IP20 | LED Technology | 3000K | 90 | 24 | .
472 123 811 931 GC | HEDRA 393 C 93024 GC | 498.87 | . | VIZIR/HEDRA | HEDRA C | ICP | PRO INT | . |  | INT 0337 | 5414823283635 | GC | IP20 | LED Technology | 3000K | 90 | 24 | .
472 123 811 931 W | HEDRA 393 C 93024 W | 477.2 | . | VIZIR/HEDRA | HEDRA C | ICP | PRO INT | . |  | INT 0337 | 5414823283642 | W | IP20 | LED Technology | 3000K | 90 | 24 | .
472 221 922 ED8 B | HEDRA 451 C 92740 DIM8 B | 360.95 | . | VIZIR/HEDRA | HEDRA C | ICP | PRO INT | . |  | INT 0337 | 5414823283697 | B | IP20 | LED Technology | 2700K | 90 | 40 | .
472 221 922 ED8 BBR | HEDRA 451 C 92740 DIM8 BBR | 422.26 | . | VIZIR/HEDRA | HEDRA C | ICP | PRO INT | . |  | INT 0337 | 5414823283703 | BBR | IP20 | LED Technology | 2700K | 90 | 40 | .
472 221 922 ED8 GC | HEDRA 451 C 92740 DIM8 GC | 370.75 | . | VIZIR/HEDRA | HEDRA C | ICP | PRO INT | . |  | INT 0337 | 5414823283710 | GC | IP20 | LED Technology | 2700K | 90 | 40 | .
472 221 922 ED8 W | HEDRA 451 C 92740 DIM8 W | 360.95 | . | VIZIR/HEDRA | HEDRA C | ICP | PRO INT | . |  | INT 0337 | 5414823283727 | W | IP20 | LED Technology | 2700K | 90 | 40 | .
472 221 932 ED8 B | HEDRA 451 C 93040 DIM8 B | 360.95 | . | VIZIR/HEDRA | HEDRA C | ICP | PRO INT | . |  | INT 0337 | 5414823283734 | B | IP20 | LED Technology | 3000K | 90 | 40 | .
472 221 932 ED8 BBR | HEDRA 451 C 93040 DIM8 BBR | 424.33 | . | VIZIR/HEDRA | HEDRA C | ICP | PRO INT | . |  | INT 0337 | 5414823283741 | BBR | IP20 | LED Technology | 3000K | 90 | 40 | .
472 221 932 ED8 GC | HEDRA 451 C 93040 DIM8 GC | 370.75 | . | VIZIR/HEDRA | HEDRA C | ICP | PRO INT | . |  | INT 0337 | 5414823283758 | GC | IP20 | LED Technology | 3000K | 90 | 40 | .
472 221 932 ED8 W | HEDRA 451 C 93040 DIM8 W | 360.95 | . | VIZIR/HEDRA | HEDRA C | ICP | PRO INT | . |  | INT 0337 | 5414823283765 | W | IP20 | LED Technology | 3000K | 90 | 40 | .
472 221 01 B | HEDRA 451 C E27 B | 264.75 | . | VIZIR/HEDRA | HEDRA C | ICP | PRO INT | . |  | INT 0337 | 5414823283659 | B | IP20 | Incandescent | . | . | . | .
472 221 01 BBR | HEDRA 451 C E27 BBR | 326.05 | . | VIZIR/HEDRA | HEDRA C | ICP | PRO INT | . |  | INT 0337 | 5414823283666 | BBR | IP20 | Incandescent | . | . | . | .
472 221 01 GC | HEDRA 451 C E27 GC | 285.57 | . | VIZIR/HEDRA | HEDRA C | ICP | PRO INT | . |  | INT 0337 | 5414823283673 | GC | IP20 | Incandescent | . | . | . | .
472 221 01 W | HEDRA 451 C E27 W | 264.75 | . | VIZIR/HEDRA | HEDRA C | ICP | PRO INT | . |  | INT 0337 | 5414823283680 | W | IP20 | Incandescent | . | . | . | .
472 222 922 ED8 B | HEDRA 452 C 92740 DIM8 B | 374.32 | . | VIZIR/HEDRA | HEDRA C | ICP | PRO INT | . |  | INT 0337 | 5414823283819 | B | IP20 | LED Technology | 2700K | 90 | 40 | .
472 222 922 ED8 BBR | HEDRA 452 C 92740 DIM8 BBR | 479.67 | . | VIZIR/HEDRA | HEDRA C | ICP | PRO INT | . |  | INT 0337 | 5414823283826 | BBR | IP20 | LED Technology | 2700K | 90 | 40 | .
472 222 922 ED8 GC | HEDRA 452 C 92740 DIM8 GC | 390.77 | . | VIZIR/HEDRA | HEDRA C | ICP | PRO INT | . |  | INT 0337 | 5414823283833 | GC | IP20 | LED Technology | 2700K | 90 | 40 | .
472 222 922 ED8 W | HEDRA 452 C 92740 DIM8 W | 374.32 | . | VIZIR/HEDRA | HEDRA C | ICP | PRO INT | . |  | INT 0337 | 5414823283840 | W | IP20 | LED Technology | 2700K | 90 | 40 | .
472 222 932 ED8 B | HEDRA 452 C 93040 DIM8 B | 374.32 | . | VIZIR/HEDRA | HEDRA C | ICP | PRO INT | . |  | INT 0337 | 5414823283857 | B | IP20 | LED Technology | 3000K | 90 | 40 | .
472 222 932 ED8 BBR | HEDRA 452 C 93040 DIM8 BBR | 479.67 | . | VIZIR/HEDRA | HEDRA C | ICP | PRO INT | . |  | INT 0337 | 5414823283864 | BBR | IP20 | LED Technology | 3000K | 90 | 40 | .
472 222 932 ED8 GC | HEDRA 452 C 93040 DIM8 GC | 390.77 | . | VIZIR/HEDRA | HEDRA C | ICP | PRO INT | . |  | INT 0337 | 5414823283871 | GC | IP20 | LED Technology | 3000K | 90 | 40 | .
472 222 932 ED8 W | HEDRA 452 C 93040 DIM8 W | 374.32 | . | VIZIR/HEDRA | HEDRA C | ICP | PRO INT | . |  | INT 0337 | 5414823283888 | W | IP20 | LED Technology | 3000K | 90 | 40 | .
472 222 01 B | HEDRA 452 C E27 B | 287.44 | . | VIZIR/HEDRA | HEDRA C | ICP | PRO INT | . |  | INT 0337 | 5414823283772 | B | IP20 | Incandescent | . | . | . | .
472 222 01 BBR | HEDRA 452 C E27 BBR | 392.79 | . | VIZIR/HEDRA | HEDRA C | ICP | PRO INT | . |  | INT 0337 | 5414823283789 | BBR | IP20 | Incandescent | . | . | . | .
472 222 01 GC | HEDRA 452 C E27 GC | 301.93 | . | VIZIR/HEDRA | HEDRA C | ICP | PRO INT | . |  | INT 0337 | 5414823283796 | GC | IP20 | Incandescent | . | . | . | .
472 222 01 W | HEDRA 452 C E27 W | 287.44 | . | VIZIR/HEDRA | HEDRA C | ICP | PRO INT | . |  | INT 0337 | 5414823283802 | W | IP20 | Incandescent | . | . | . | .
472 321 00 B | HEDRA 621 C Hi B | 273.54 | . | VIZIR/HEDRA | HEDRA C | ICP | PRO INT | . |  | INT 0337 | 5414823283895 | B | IP20 | Halogen Mains-Voltage | . | . | . | .
472 321 00 BBR | HEDRA 621 C Hi BBR | 334.84 | . | VIZIR/HEDRA | HEDRA C | ICP | PRO INT | . |  | INT 0337 | 5414823283901 | BBR | IP20 | Halogen Mains-Voltage | . | . | . | .
472 321 00 GC | HEDRA 621 C Hi GC | 292.38 | . | VIZIR/HEDRA | HEDRA C | ICP | PRO INT | . |  | INT 0337 | 5414823283918 | GC | IP20 | Halogen Mains-Voltage | . | . | . | .
472 321 00 W | HEDRA 621 C Hi W | 273.54 | . | VIZIR/HEDRA | HEDRA C | ICP | PRO INT | . |  | INT 0337 | 5414823283925 | W | IP20 | Halogen Mains-Voltage | . | . | . | .
472 322 00 B | HEDRA 622 C Hi B | 300.53 | . | VIZIR/HEDRA | HEDRA C | ICP | PRO INT | . |  | INT 0337 | 5414823283932 | B | IP20 | Halogen Mains-Voltage | . | . | . | .
472 322 00 BBR | HEDRA 622 C Hi BBR | 405.88 | . | VIZIR/HEDRA | HEDRA C | ICP | PRO INT | . |  | INT 0337 | 5414823283949 | BBR | IP20 | Halogen Mains-Voltage | . | . | . | .
472 322 00 GC | HEDRA 622 C Hi GC | 314.41 | . | VIZIR/HEDRA | HEDRA C | ICP | PRO INT | . |  | INT 0337 | 5414823283956 | GC | IP20 | Halogen Mains-Voltage | . | . | . | .
472 322 00 W | HEDRA 622 C Hi W | 300.53 | . | VIZIR/HEDRA | HEDRA C | ICP | PRO INT | . |  | INT 0337 | 5414823283963 | W | IP20 | Halogen Mains-Voltage | . | . | . | .
473 211 821 B-B | HEDRA CLIP 82715 B-B | 289.29 | . | VIZIR/HEDRA | HEDRA CLIP | ICS | PRO INT | . |  | INT 0331 | 5414823284717 | B-B | IP20 | LED Technology | 2700K | 80 | 8 | .
473 211 821 BBR-B | HEDRA CLIP 82715 BBR-B | 370.2 | . | VIZIR/HEDRA | HEDRA CLIP | ICS | PRO INT | . |  | INT 0331 | 5414823284724 | BBR-B | IP20 | LED Technology | 2700K | 80 | 8 | .
473 211 821 GC-B | HEDRA CLIP 82715 GC-B | 309.99 | . | VIZIR/HEDRA | HEDRA CLIP | ICS | PRO INT | . |  | INT 0331 | 5414823284731 | GC-B | IP20 | LED Technology | 2700K | 80 | 8 | .
473 211 821 W-W | HEDRA CLIP 82715 W-W | 289.29 | . | VIZIR/HEDRA | HEDRA CLIP | ICS | PRO INT | . |  | INT 0331 | 5414823284748 | W-W | IP20 | LED Technology | 2700K | 80 | 8 | .
473 211 831 B-B | HEDRA CLIP 83015 B-B | 289.29 | . | VIZIR/HEDRA | HEDRA CLIP | ICS | PRO INT | . |  | INT 0331 | 5414823284755 | B-B | IP20 | LED Technology | 3000K | 80 | 8 | .
473 211 831 BBR-B | HEDRA CLIP 83015 BBR-B | 370.2 | . | VIZIR/HEDRA | HEDRA CLIP | ICS | PRO INT | . |  | INT 0331 | 5414823284762 | BBR-B | IP20 | LED Technology | 3000K | 80 | 8 | .
473 211 831 GC-B | HEDRA CLIP 83015 GC-B | 309.99 | . | VIZIR/HEDRA | HEDRA CLIP | ICS | PRO INT | . |  | INT 0331 | 5414823284779 | GC-B | IP20 | LED Technology | 3000K | 80 | 8 | .
473 211 831 W-W | HEDRA CLIP 83015 W-W | 289.29 | . | VIZIR/HEDRA | HEDRA CLIP | ICS | PRO INT | . |  | INT 0331 | 5414823284786 | W-W | IP20 | LED Technology | 3000K | 80 | 8 | .
473 211 811 922 B-B | HEDRA CLIP 92733 B-B | 287.55 | . | VIZIR/HEDRA | HEDRA CLIP | ICS | PRO INT | . |  | INT 0331 | 5414823284632 | B-B | IP20 | LED Technology | 2700K | 90 | 33 | .
473 211 811 922 BBR-B | HEDRA CLIP 92733 BBR-B | 368.47 | . | VIZIR/HEDRA | HEDRA CLIP | ICS | PRO INT | . |  | INT 0331 | 5414823284649 | BBR-B | IP20 | LED Technology | 2700K | 90 | 33 | .
473 211 811 922 GC-B | HEDRA CLIP 92733 GC-B | 309.21 | . | VIZIR/HEDRA | HEDRA CLIP | ICS | PRO INT | . |  | INT 0331 | 5414823284656 | GC-B | IP20 | LED Technology | 2700K | 90 | 33 | .
473 211 811 922 W-W | HEDRA CLIP 92733 W-W | 287.55 | . | VIZIR/HEDRA | HEDRA CLIP | ICS | PRO INT | . |  | INT 0331 | 5414823284663 | W-W | IP20 | LED Technology | 2700K | 90 | 33 | .
473 211 811 932 B-B | HEDRA CLIP 93033 B-B | 287.55 | . | VIZIR/HEDRA | HEDRA CLIP | ICS | PRO INT | . |  | INT 0331 | 5414823284670 | B-B | IP20 | LED Technology | 3000K | 90 | 33 | .
473 211 811 932 BBR-B | HEDRA CLIP 93033 BBR-B | 368.47 | . | VIZIR/HEDRA | HEDRA CLIP | ICS | PRO INT | . |  | INT 0331 | 5414823284687 | BBR-B | IP20 | LED Technology | 3000K | 90 | 33 | .
473 211 811 932 GC-B | HEDRA CLIP 93033 GC-B | 309.21 | . | VIZIR/HEDRA | HEDRA CLIP | ICS | PRO INT | . |  | INT 0331 | 5414823284694 | GC-B | IP20 | LED Technology | 3000K | 90 | 33 | .
473 211 811 932 W-W | HEDRA CLIP 93033 W-W | 287.55 | . | VIZIR/HEDRA | HEDRA CLIP | ICS | PRO INT | . |  | INT 0331 | 5414823284700 | W-W | IP20 | LED Technology | 3000K | 90 | 33 | .
473 212 811 922 B-B | HEDRA L CLIP 92733 B-B | 297.85 | . | VIZIR/HEDRA | HEDRA CLIP | ICS | PRO INT | . |  | INT 0331 | 5414823284793 | B-B | IP20 | LED Technology | 2700K | 90 | 33 | .
473 212 811 922 BBR-B | HEDRA L CLIP 92733 BBR-B | 383.6 | . | VIZIR/HEDRA | HEDRA CLIP | ICS | PRO INT | . |  | INT 0331 | 5414823284809 | BBR-B | IP20 | LED Technology | 2700K | 90 | 33 | .
473 212 811 922 GC-B | HEDRA L CLIP 92733 GC-B | 316.51 | . | VIZIR/HEDRA | HEDRA CLIP | ICS | PRO INT | . |  | INT 0331 | 5414823284816 | GC-B | IP20 | LED Technology | 2700K | 90 | 33 | .
473 212 811 922 W-W | HEDRA L CLIP 92733 W-W | 297.85 | . | VIZIR/HEDRA | HEDRA CLIP | ICS | PRO INT | . |  | INT 0331 | 5414823284823 | W-W | IP20 | LED Technology | 2700K | 90 | 33 | .
473 212 811 932 B-B | HEDRA L CLIP 93033 B-B | 297.85 | . | VIZIR/HEDRA | HEDRA CLIP | ICS | PRO INT | . |  | INT 0331 | 5414823284830 | B-B | IP20 | LED Technology | 3000K | 90 | 33 | .
473 212 811 932 BBR-B | HEDRA L CLIP 93033 BBR-B | 383.6 | . | VIZIR/HEDRA | HEDRA CLIP | ICS | PRO INT | . |  | INT 0331 | 5414823284847 | BBR-B | IP20 | LED Technology | 3000K | 90 | 33 | .
473 212 811 932 GC-B | HEDRA L CLIP 93033 GC-B | 316.51 | . | VIZIR/HEDRA | HEDRA CLIP | ICS | PRO INT | . |  | INT 0331 | 5414823284854 | GC-B | IP20 | LED Technology | 3000K | 90 | 33 | .
473 212 811 932 W-W | HEDRA L CLIP 93033 W-W | 297.85 | . | VIZIR/HEDRA | HEDRA CLIP | ICS | PRO INT | . |  | INT 0331 | 5414823284861 | W-W | IP20 | LED Technology | 3000K | 90 | 33 | .
472 331 00 B | HEDRA 62 ON Hi B | 140.88 | . | VIZIR/HEDRA | HEDRA ON | ICS | PRO INT | . |  | INT 0337 | 5414823283970 | B | IP20 | Halogen Mains-Voltage | . | . | . | .
472 331 00 BBR | HEDRA 62 ON Hi BBR | 221.79 | . | VIZIR/HEDRA | HEDRA ON | ICS | PRO INT | . |  | INT 0337 | 5414823283987 | BBR | IP20 | Halogen Mains-Voltage | . | . | . | .
472 331 00 GC | HEDRA 62 ON Hi GC | 162.06 | . | VIZIR/HEDRA | HEDRA ON | ICS | PRO INT | . |  | INT 0337 | 5414823283994 | GC | IP20 | Halogen Mains-Voltage | . | . | . | .
472 331 00 W | HEDRA 62 ON Hi W | 140.88 | . | VIZIR/HEDRA | HEDRA ON | ICS | PRO INT | . |  | INT 0337 | 5414823284007 | W | IP20 | Halogen Mains-Voltage | . | . | . | .
473 232 811 922 B-B | HEDRA L ON 92733 B-B | 297.89 | . | VIZIR/HEDRA | HEDRA ON | ICS | PRO INT | . |  | INT 0333 | 5414823285110 | B-B | IP20 | LED Technology | 2700K | 90 | 33 | .
473 232 811 922 BBR-B | HEDRA L ON 92733 BBR-B | 383.65 | . | VIZIR/HEDRA | HEDRA ON | ICS | PRO INT | . |  | INT 0333 | 5414823285127 | BBR-B | IP20 | LED Technology | 2700K | 90 | 33 | .
473 232 811 922 GC-B | HEDRA L ON 92733 GC-B | 316.41 | . | VIZIR/HEDRA | HEDRA ON | ICS | PRO INT | . |  | INT 0333 | 5414823285134 | GC-B | IP20 | LED Technology | 2700K | 90 | 33 | .
473 232 811 922 W-W | HEDRA L ON 92733 W-W | 297.89 | . | VIZIR/HEDRA | HEDRA ON | ICS | PRO INT | . |  | INT 0333 | 5414823285141 | W-W | IP20 | LED Technology | 2700K | 90 | 33 | .
473 232 811 932 B-B | HEDRA L ON 93033 B-B | 297.89 | . | VIZIR/HEDRA | HEDRA ON | ICS | PRO INT | . |  | INT 0333 | 5414823285158 | B-B | IP20 | LED Technology | 3000K | 90 | 33 | .
473 232 811 932 BBR-B | HEDRA L ON 93033 BBR-B | 383.65 | . | VIZIR/HEDRA | HEDRA ON | ICS | PRO INT | . |  | INT 0333 | 5414823285165 | BBR-B | IP20 | LED Technology | 3000K | 90 | 33 | .
473 232 811 932 GC-B | HEDRA L ON 93033 GC-B | 316.41 | . | VIZIR/HEDRA | HEDRA ON | ICS | PRO INT | . |  | INT 0333 | 5414823285172 | GC-B | IP20 | LED Technology | 3000K | 90 | 33 | .
473 232 811 932 W-W | HEDRA L ON 93033 W-W | 297.89 | . | VIZIR/HEDRA | HEDRA ON | ICS | PRO INT | . |  | INT 0333 | 5414823285189 | W-W | IP20 | LED Technology | 3000K | 90 | 33 | .
473 231 812 922 ED1 B-B | HEDRA ON 2 92733 DIM1 B-B | 581.38 | . | VIZIR/HEDRA | HEDRA ON | ICS | PRO INT | . |  | INT 0335 | 5414823284953 | B-B | IP20 | LED Technology | 2700K | 90 | 33 | .
473 231 812 922 ED1 BBR-B | HEDRA ON 2 92733 DIM1 BBR-B | 743.22 | . | VIZIR/HEDRA | HEDRA ON | ICS | PRO INT | . |  | INT 0335 | 5414823284960 | BBR-B | IP20 | LED Technology | 2700K | 90 | 33 | .
473 231 812 922 ED1 GC-B | HEDRA ON 2 92733 DIM1 GC-B | 624.66 | . | VIZIR/HEDRA | HEDRA ON | ICS | PRO INT | . |  | INT 0335 | 5414823284977 | GC-B | IP20 | LED Technology | 2700K | 90 | 33 | .
473 231 812 922 ED1 W-W | HEDRA ON 2 92733 DIM1 W-W | 581.38 | . | VIZIR/HEDRA | HEDRA ON | ICS | PRO INT | . |  | INT 0335 | 5414823284984 | W-W | IP20 | LED Technology | 2700K | 90 | 33 | .
473 231 812 932 ED1 B-B | HEDRA ON 2 93033 DIM1 B-B | 581.38 | . | VIZIR/HEDRA | HEDRA ON | ICS | PRO INT | . |  | INT 0335 | 5414823284991 | B-B | IP20 | LED Technology | 3000K | 90 | 33 | .
473 231 812 932 ED1 BBR-B | HEDRA ON 2 93033 DIM1 BBR-B | 743.22 | . | VIZIR/HEDRA | HEDRA ON | ICS | PRO INT | . |  | INT 0335 | 5414823285004 | BBR-B | IP20 | LED Technology | 3000K | 90 | 33 | .
473 231 812 932 ED1 GC-B | HEDRA ON 2 93033 DIM1 GC-B | 619.65 | . | VIZIR/HEDRA | HEDRA ON | ICS | PRO INT | . |  | INT 0335 | 5414823285011 | GC-B | IP20 | LED Technology | 3000K | 90 | 33 | .
473 231 812 932 ED1 W-W | HEDRA ON 2 93033 DIM1 W-W | 581.38 | . | VIZIR/HEDRA | HEDRA ON | ICS | PRO INT | . |  | INT 0335 | 5414823285028 | W-W | IP20 | LED Technology | 3000K | 90 | 33 | .
473 231 821 B-B | HEDRA ON 82715 B-B | 297.11 | . | VIZIR/HEDRA | HEDRA ON | ICS | PRO INT | . |  | INT 0333 | 5414823285035 | B-B | IP20 | LED Technology | 2700K | 80 | 8 | .
473 231 821 BBR-B | HEDRA ON 82715 BBR-B | 378.02 | . | VIZIR/HEDRA | HEDRA ON | ICS | PRO INT | . |  | INT 0333 | 5414823285042 | BBR-B | IP20 | LED Technology | 2700K | 80 | 8 | .
473 231 821 GC-B | HEDRA ON 82715 GC-B | 318.03 | . | VIZIR/HEDRA | HEDRA ON | ICS | PRO INT | . |  | INT 0333 | 5414823285059 | GC-B | IP20 | LED Technology | 2700K | 80 | 8 | .
473 231 821 W-W | HEDRA ON 82715 W-W | 297.11 | . | VIZIR/HEDRA | HEDRA ON | ICS | PRO INT | . |  | INT 0333 | 5414823285066 | W-W | IP20 | LED Technology | 2700K | 80 | 8 | .
473 231 831 B-B | HEDRA ON 83015 B-B | 297.11 | . | VIZIR/HEDRA | HEDRA ON | ICS | PRO INT | . |  | INT 0333 | 5414823285073 | B-B | IP20 | LED Technology | 3000K | 80 | 8 | .
473 231 831 BBR-B | HEDRA ON 83015 BBR-B | 378.02 | . | VIZIR/HEDRA | HEDRA ON | ICS | PRO INT | . |  | INT 0333 | 5414823285080 | BBR-B | IP20 | LED Technology | 3000K | 80 | 8 | .
473 231 831 GC-B | HEDRA ON 83015 GC-B | 318.03 | . | VIZIR/HEDRA | HEDRA ON | ICS | PRO INT | . |  | INT 0333 | 5414823285097 | GC-B | IP20 | LED Technology | 3000K | 80 | 8 | .
473 231 831 W-W | HEDRA ON 83015 W-W | 297.11 | . | VIZIR/HEDRA | HEDRA ON | ICS | PRO INT | . |  | INT 0333 | 5414823285103 | W-W | IP20 | LED Technology | 3000K | 80 | 8 | .
473 231 811 922 B-B | HEDRA ON 92733 B-B | 292.68 | . | VIZIR/HEDRA | HEDRA ON | ICS | PRO INT | . |  | INT 0333 | 5414823284878 | B-B | IP20 | LED Technology | 2700K | 90 | 33 | .
473 231 811 922 BBR-B | HEDRA ON 92733 BBR-B | 373.59 | . | VIZIR/HEDRA | HEDRA ON | ICS | PRO INT | . |  | INT 0333 | 5414823284885 | BBR-B | IP20 | LED Technology | 2700K | 90 | 33 | .
473 231 811 922 GC-B | HEDRA ON 92733 GC-B | 314.35 | . | VIZIR/HEDRA | HEDRA ON | ICS | PRO INT | . |  | INT 0333 | 5414823284892 | GC-B | IP20 | LED Technology | 2700K | 90 | 33 | .
473 231 811 922 W-W | HEDRA ON 92733 W-W | 292.68 | . | VIZIR/HEDRA | HEDRA ON | ICS | PRO INT | . |  | INT 0333 | 5414823284908 | W-W | IP20 | LED Technology | 2700K | 90 | 33 | .
473 231 811 932 B-B | HEDRA ON 93033 B-B | 292.68 | . | VIZIR/HEDRA | HEDRA ON | ICS | PRO INT | . |  | INT 0333 | 5414823284915 | B-B | IP20 | LED Technology | 3000K | 90 | 33 | .
473 231 811 932 BBR-B | HEDRA ON 93033 BBR-B | 373.59 | . | VIZIR/HEDRA | HEDRA ON | ICS | PRO INT | . |  | INT 0333 | 5414823284922 | BBR-B | IP20 | LED Technology | 3000K | 90 | 33 | .
473 231 811 932 GC-B | HEDRA ON 93033 GC-B | 314.35 | . | VIZIR/HEDRA | HEDRA ON | ICS | PRO INT | . |  | INT 0333 | 5414823284939 | GC-B | IP20 | LED Technology | 3000K | 90 | 33 | .
473 231 811 932 W-W | HEDRA ON 93033 W-W | 292.68 | . | VIZIR/HEDRA | HEDRA ON | ICS | PRO INT | . |  | INT 0333 | 5414823284946 | W-W | IP20 | LED Technology | 3000K | 90 | 33 | .
472 362 00 B | HEDRA 62 W DOWN-UP Hi B | 268.7 | . | VIZIR/HEDRA | HEDRA WALL | IWS | PRO INT | . |  | INT 0525 | 5414823284038 | B | IP20 | Halogen Mains-Voltage | . | . | . | .
472 362 00 BBR | HEDRA 62 W DOWN-UP Hi BBR | 330.1 | . | VIZIR/HEDRA | HEDRA WALL | IWS | PRO INT | . |  | INT 0525 | 5414823284045 | BBR | IP20 | Halogen Mains-Voltage | . | . | . | .
472 362 00 GC | HEDRA 62 W DOWN-UP Hi GC | 278.72 | . | VIZIR/HEDRA | HEDRA WALL | IWS | PRO INT | . |  | INT 0525 | 5414823284052 | GC | IP20 | Halogen Mains-Voltage | . | . | . | .
472 362 00 W | HEDRA 62 W DOWN-UP Hi W | 268.7 | . | VIZIR/HEDRA | HEDRA WALL | IWS | PRO INT | . |  | INT 0525 | 5414823284069 | W | IP20 | Halogen Mains-Voltage | . | . | . | .
473 111 821 BBR-B | VIZIR CLIP 82715 BBR-B | 363.71 | . | VIZIR/HEDRA | VIZIR CLIP | ICS | PRO INT | . |  | INT 0331 | 5414823284199 | BBR-B | IP20 | LED Technology | 2700K | 80 | 8 | .
473 111 821 GC-B | VIZIR CLIP 82715 GC-B | 302.37 | . | VIZIR/HEDRA | VIZIR CLIP | ICS | PRO INT | . |  | INT 0331 | 5414823284205 | GC-B | IP20 | LED Technology | 2700K | 80 | 8 | .
473 111 821 W-W | VIZIR CLIP 82715 W-W | 282.78 | . | VIZIR/HEDRA | VIZIR CLIP | ICS | PRO INT | . |  | INT 0331 | 5414823284212 | W-W | IP20 | LED Technology | 2700K | 80 | 8 | .
473 111 831 BBR-B | VIZIR CLIP 83015 BBR-B | 363.71 | . | VIZIR/HEDRA | VIZIR CLIP | ICS | PRO INT | . |  | INT 0331 | 5414823284229 | BBR-B | IP20 | LED Technology | 3000K | 80 | 8 | .
473 111 831 GC-B | VIZIR CLIP 83015 GC-B | 302.37 | . | VIZIR/HEDRA | VIZIR CLIP | ICS | PRO INT | . |  | INT 0331 | 5414823284236 | GC-B | IP20 | LED Technology | 3000K | 80 | 8 | .
473 111 831 W-W | VIZIR CLIP 83015 W-W | 282.78 | . | VIZIR/HEDRA | VIZIR CLIP | ICS | PRO INT | . |  | INT 0331 | 5414823284243 | W-W | IP20 | LED Technology | 3000K | 80 | 8 | .
473 111 811 922 BBR-B | VIZIR CLIP 92733 BBR-B | 359.61 | . | VIZIR/HEDRA | VIZIR CLIP | ICS | PRO INT | . |  | INT 0331 | 5414823284137 | BBR-B | IP20 | LED Technology | 2700K | 90 | 33 | .
473 111 811 922 GC-B | VIZIR CLIP 92733 GC-B | 294.4 | . | VIZIR/HEDRA | VIZIR CLIP | ICS | PRO INT | . |  | INT 0331 | 5414823284144 | GC-B | IP20 | LED Technology | 2700K | 90 | 33 | .
473 111 811 922 W-W | VIZIR CLIP 92733 W-W | 278.69 | . | VIZIR/HEDRA | VIZIR CLIP | ICS | PRO INT | . |  | INT 0331 | 5414823284151 | W-W | IP20 | LED Technology | 2700K | 90 | 33 | .
473 111 811 932 BBR-B | VIZIR CLIP 93033 BBR-B | 359.61 | . | VIZIR/HEDRA | VIZIR CLIP | ICS | PRO INT | . |  | INT 0331 | 5414823284168 | BBR-B | IP20 | LED Technology | 3000K | 90 | 33 | .
473 111 811 932 GC-B | VIZIR CLIP 93033 GC-B | 294.4 | . | VIZIR/HEDRA | VIZIR CLIP | ICS | PRO INT | . |  | INT 0331 | 5414823284175 | GC-B | IP20 | LED Technology | 3000K | 90 | 33 | .
473 111 811 932 W-W | VIZIR CLIP 93033 W-W | 278.69 | . | VIZIR/HEDRA | VIZIR CLIP | ICS | PRO INT | . |  | INT 0331 | 5414823284182 | W-W | IP20 | LED Technology | 3000K | 90 | 33 | .
473 112 811 922 BBR-B | VIZIR L CLIP 92733 BBR-B | 369.86 | . | VIZIR/HEDRA | VIZIR CLIP | ICS | PRO INT | . |  | INT 0331 | 5414823284250 | BBR-B | IP20 | LED Technology | 2700K | 90 | 33 | .
473 112 811 922 GC-B | VIZIR L CLIP 92733 GC-B | 301.06 | . | VIZIR/HEDRA | VIZIR CLIP | ICS | PRO INT | . |  | INT 0331 | 5414823284267 | GC-B | IP20 | LED Technology | 2700K | 90 | 33 | .
473 112 811 922 W-W | VIZIR L CLIP 92733 W-W | 284.09 | . | VIZIR/HEDRA | VIZIR CLIP | ICS | PRO INT | . |  | INT 0331 | 5414823284274 | W-W | IP20 | LED Technology | 2700K | 90 | 33 | .
473 112 811 932 BBR-B | VIZIR L CLIP 93033 BBR-B | 369.86 | . | VIZIR/HEDRA | VIZIR CLIP | ICS | PRO INT | . |  | INT 0331 | 5414823284281 | BBR-B | IP20 | LED Technology | 3000K | 90 | 33 | .
473 112 811 932 GC-B | VIZIR L CLIP 93033 GC-B | 301.06 | . | VIZIR/HEDRA | VIZIR CLIP | ICS | PRO INT | . |  | INT 0331 | 5414823284298 | GC-B | IP20 | LED Technology | 3000K | 90 | 33 | .
473 112 811 932 W-W | VIZIR L CLIP 93033 W-W | 284.09 | . | VIZIR/HEDRA | VIZIR CLIP | ICS | PRO INT | . |  | INT 0331 | 5414823284304 | W-W | IP20 | LED Technology | 3000K | 90 | 33 | .
473 132 811 922 BBR-B | VIZIR L ON 92733 BBR-B | 378.8 | . | VIZIR/HEDRA | VIZIR ON | ICS | PRO INT | . |  | INT 0333 | 5414823284496 | BBR-B | IP20 | LED Technology | 2700K | 90 | 33 | .
473 132 811 922 GC-B | VIZIR L ON 92733 GC-B | 311.35 | . | VIZIR/HEDRA | VIZIR ON | ICS | PRO INT | . |  | INT 0333 | 5414823284502 | GC-B | IP20 | LED Technology | 2700K | 90 | 33 | .
473 132 811 922 W-W | VIZIR L ON 92733 W-W | 293.05 | . | VIZIR/HEDRA | VIZIR ON | ICS | PRO INT | . |  | INT 0333 | 5414823284519 | W-W | IP20 | LED Technology | 2700K | 90 | 33 | .
473 132 811 932 BBR-B | VIZIR L ON 93033 BBR-B | 378.8 | . | VIZIR/HEDRA | VIZIR ON | ICS | PRO INT | . |  | INT 0333 | 5414823284526 | BBR-B | IP20 | LED Technology | 3000K | 90 | 33 | .
473 132 811 932 GC-B | VIZIR L ON 93033 GC-B | 311.35 | . | VIZIR/HEDRA | VIZIR ON | ICS | PRO INT | . |  | INT 0333 | 5414823284533 | GC-B | IP20 | LED Technology | 3000K | 90 | 33 | .
473 132 811 932 W-W | VIZIR L ON 93033 W-W | 293.05 | . | VIZIR/HEDRA | VIZIR ON | ICS | PRO INT | . |  | INT 0333 | 5414823284540 | W-W | IP20 | LED Technology | 3000K | 90 | 33 | .
473 131 812 922 ED1 BBR-B | VIZIR ON 2 92733 DIM1 BBR-B | 731.13 | . | VIZIR/HEDRA | VIZIR ON | ICS | PRO INT | . |  | INT 0335 | 5414823284373 | BBR-B | IP20 | LED Technology | 2700K | 90 | 33 | .
473 131 812 922 ED1 GC-B | VIZIR ON 2 92733 DIM1 GC-B | 607.88 | . | VIZIR/HEDRA | VIZIR ON | ICS | PRO INT | . |  | INT 0335 | 5414823284380 | GC-B | IP20 | LED Technology | 2700K | 90 | 33 | .
473 131 812 922 ED1 W-W | VIZIR ON 2 92733 DIM1 W-W | 569.3 | . | VIZIR/HEDRA | VIZIR ON | ICS | PRO INT | . |  | INT 0335 | 5414823284397 | W-W | IP20 | LED Technology | 2700K | 90 | 33 | .
473 131 812 932 ED1 BBR-B | VIZIR ON 2 93033 DIM1 BBR-B | 731.13 | . | VIZIR/HEDRA | VIZIR ON | ICS | PRO INT | . |  | INT 0335 | 5414823284403 | BBR-B | IP20 | LED Technology | 3000K | 90 | 33 | .
473 131 812 932 ED1 GC-B | VIZIR ON 2 93033 DIM1 GC-B | 607.88 | . | VIZIR/HEDRA | VIZIR ON | ICS | PRO INT | . |  | INT 0335 | 5414823284410 | GC-B | IP20 | LED Technology | 3000K | 90 | 33 | .
473 131 812 932 ED1 W-W | VIZIR ON 2 93033 DIM1 W-W | 569.3 | . | VIZIR/HEDRA | VIZIR ON | ICS | PRO INT | . |  | INT 0335 | 5414823284427 | W-W | IP20 | LED Technology | 3000K | 90 | 33 | .
473 131 821 BBR-B | VIZIR ON 82715 BBR-B | 369.08 | . | VIZIR/HEDRA | VIZIR ON | ICS | PRO INT | . |  | INT 0333 | 5414823284434 | BBR-B | IP20 | LED Technology | 2700K | 80 | 8 | .
473 131 821 GC-B | VIZIR ON 82715 GC-B | 308.34 | . | VIZIR/HEDRA | VIZIR ON | ICS | PRO INT | . |  | INT 0333 | 5414823284441 | GC-B | IP20 | LED Technology | 2700K | 80 | 8 | .
473 131 821 W-W | VIZIR ON 82715 W-W | 288.17 | . | VIZIR/HEDRA | VIZIR ON | ICS | PRO INT | . |  | INT 0333 | 5414823284458 | W-W | IP20 | LED Technology | 2700K | 80 | 8 | .
473 131 831 BBR-B | VIZIR ON 83015 BBR-B | 369.08 | . | VIZIR/HEDRA | VIZIR ON | ICS | PRO INT | . |  | INT 0333 | 5414823284465 | BBR-B | IP20 | LED Technology | 3000K | 80 | 8 | .
473 131 831 GC-B | VIZIR ON 83015 GC-B | 308.34 | . | VIZIR/HEDRA | VIZIR ON | ICS | PRO INT | . |  | INT 0333 | 5414823284472 | GC-B | IP20 | LED Technology | 3000K | 80 | 8 | .
473 131 831 W-W | VIZIR ON 83015 W-W | 288.17 | . | VIZIR/HEDRA | VIZIR ON | ICS | PRO INT | . |  | INT 0333 | 5414823284489 | W-W | IP20 | LED Technology | 3000K | 80 | 8 | .
473 131 811 922 BBR-B | VIZIR ON 92733 BBR-B | 364.56 | . | VIZIR/HEDRA | VIZIR ON | ICS | PRO INT | . |  | INT 0333 | 5414823284311 | BBR-B | IP20 | LED Technology | 2700K | 90 | 33 | .
473 131 811 922 GC-B | VIZIR ON 92733 GC-B | 304.58 | . | VIZIR/HEDRA | VIZIR ON | ICS | PRO INT | . |  | INT 0333 | 5414823284328 | GC-B | IP20 | LED Technology | 2700K | 90 | 33 | .
473 131 811 922 W-W | VIZIR ON 92733 W-W | 283.65 | . | VIZIR/HEDRA | VIZIR ON | ICS | PRO INT | . |  | INT 0333 | 5414823284335 | W-W | IP20 | LED Technology | 2700K | 90 | 33 | .
473 131 811 932 BBR-B | VIZIR ON 93033 BBR-B | 364.56 | . | VIZIR/HEDRA | VIZIR ON | ICS | PRO INT | . |  | INT 0333 | 5414823284342 | BBR-B | IP20 | LED Technology | 3000K | 90 | 33 | .
473 131 811 932 GC-B | VIZIR ON 93033 GC-B | 304.58 | . | VIZIR/HEDRA | VIZIR ON | ICS | PRO INT | . |  | INT 0333 | 5414823284359 | GC-B | IP20 | LED Technology | 3000K | 90 | 33 | .
473 131 811 932 W-W | VIZIR ON 93033 W-W | 283.65 | . | VIZIR/HEDRA | VIZIR ON | ICS | PRO INT | . |  | INT 0333 | 5414823284366 | W-W | IP20 | LED Technology | 3000K | 90 | 33 | .
275 13 82 92 ED8 B-MMAT | WANT-IT L 927 DIM8 B-MMAT | 441.58 | . | WANT-IT | WANT-IT | IWS | COM INT | . |  | INT 0553 | 5414823211027 | B-MMAT | IP20 | LED Technology | 2700K | 90 | . | .
275 13 82 92 ED8 W-W | WANT-IT L 927 DIM8 W-W | 441.58 | . | WANT-IT | WANT-IT | IWS | COM INT | . |  | INT 0553 | 5414823213069 | W-W | IP20 | LED Technology | 2700K | 90 | . | .
275 13 82 93 ED8 B-MMAT | WANT-IT L 930 DIM8 B-MMAT | 441.58 | . | WANT-IT | WANT-IT | IWS | COM INT | . |  | INT 0553 | 5414823213076 | B-MMAT | IP20 | LED Technology | 3000K | 90 | . | .
275 13 82 93 ED8 W-W | WANT-IT L 930 DIM8 W-W | 441.58 | . | WANT-IT | WANT-IT | IWS | COM INT | . |  | INT 0553 | 5414823213083 | W-W | IP20 | LED Technology | 3000K | 90 | . | .
275 12 82 92 ED8 B-MMAT | WANT-IT S 927 DIM8 B-MMAT | 414.01 | . | WANT-IT | WANT-IT | IWS | COM INT | . |  | INT 0553 | 5414823213038 | B-MMAT | IP20 | LED Technology | 2700K | 90 | . | .
275 12 82 92 ED8 W-W | WANT-IT S 927 DIM8 W-W | 414.01 | . | WANT-IT | WANT-IT | IWS | COM INT | . |  | INT 0553 | 5414823211010 | W-W | IP20 | LED Technology | 2700K | 90 | . | .
275 12 82 93 ED8 B-MMAT | WANT-IT S 930 DIM8 B-MMAT | 414.01 | . | WANT-IT | WANT-IT | IWS | COM INT | . |  | INT 0553 | 5414823213045 | B-MMAT | IP20 | LED Technology | 3000K | 90 | . | .
275 12 82 93 ED8 W-W | WANT-IT S 930 DIM8 W-W | 414.01 | . | WANT-IT | WANT-IT | IWS | COM INT | . |  | INT 0553 | 5414823213052 | W-W | IP20 | LED Technology | 3000K | 90 | . | .
275 14 812 920 N | WANT-IT S X 927 N | 572.26 | . | WANT-IT | WANT-IT X | EWS | COM INT | . |  | EXT 0975 | 5414823255595 | N | IP55 | LED Technology | 2700K | 90 | . | .
275 14 812 920 W | WANT-IT S X 927 W | 572.26 | . | WANT-IT | WANT-IT X | EWS | COM INT | . |  | INT 0553 | 5414823244605 | W | IP55 | LED Technology | 2700K | 90 | . | .
275 14 812 930 N | WANT-IT S X 930 N | 572.26 | . | WANT-IT | WANT-IT X | EWS | COM INT | . |  | EXT 0975 | 5414823244629 | N | IP55 | LED Technology | 3000K | 90 | . | .
275 14 812 930 W | WANT-IT S X 930 W | 572.26 | . | WANT-IT | WANT-IT X | EWS | COM INT | . |  | INT 0553 | 5414823244636 | W | IP55 | LED Technology | 3000K | 90 | . | .
275 15 93 B-MMAT | WA-T 930 B-MMAT | 234.6 | . | WA-T | WA-T | IWS | COM INT | . |  | INT 0567 | 5414823236174 | B-MMAT | IP20 | LED Technology | 3000K | 90 | . | .
275 15 93 W-W | WA-T 930 W-W | 234.6 | . | WA-T | WA-T | IWS | COM INT | . |  | INT 0567 | 5414823236181 | W-W | IP20 | LED Technology | 3000K | 90 | . | .
275 15 1902 ED8 B-MMAT | WA-T SOFT DIM8 B-MMAT | 372.34 | . | WA-T | WA-T | IWS | COM INT | . |  | INT 0567 | 5414823236150 | B-MMAT | IP20 | LED Technology | 3000-2000 | 90 | . | .
275 15 1902 ED8 W-W | WA-T SOFT DIM8 W-W | 372.34 | . | WA-T | WA-T | IWS | COM INT | . |  | INT 0567 | 5414823236167 | W-W | IP20 | LED Technology | 3000-2000 | 90 | . | .
274 312 00 B | WINDOW 30120 C 830 B | 748.17 | . | WINDOW | WINDOW | ICP | PRO INT | . |  | INT 0433 | 5414823276132 | B | IP20 | LED Technology | 3000K | 80 | . | .
274 312 00 W | WINDOW 30120 C 830 W | 748.17 | . | WINDOW | WINDOW | ICP | PRO INT | . |  | INT 0433 | 5414823276149 | W | IP20 | LED Technology | 3000K | 80 | . | .
274 106 00 B | WINDOW 6060 830 B | 647.94 | . | WINDOW | WINDOW | ICP | PRO INT | . |  | INT 0433 | 5414823276095 | B | IP20 | LED Technology | 3000K | 80 | . | .
274 106 01 B | WINDOW 6060 830 DOWN-UP B | 856.88 | . | WINDOW | WINDOW | ICP | PRO INT | . |  | INT 0433 | 5414823276118 | B | IP20 | LED Technology | 3000K | 80 | . | .
274 106 01 W | WINDOW 6060 830 DOWN-UP W | 856.88 | . | WINDOW | WINDOW | ICP | PRO INT | . |  | INT 0433 | 5414823276125 | W | IP20 | LED Technology | 3000K | 80 | . | .
274 106 00 W | WINDOW 6060 830 W | 647.94 | . | WINDOW | WINDOW | ICP | PRO INT | . |  | INT 0433 | 5414823276101 | W | IP20 | LED Technology | 3000K | 80 | . | .
422 912 93 WDL B | XY180 F120 WDL B | 2005.16 | . | XY180 | XY180 | IFS | PRO INT | . |  | INT 0581 | 5414823280023 | B | IP20 | LED Technology | 3000K | 90 | 20 | .
422 132 83 B | XY180 S120 MINI B | 699.99 | . | XY180 | XY180 | ICS | PRO INT | . |  | INT 0353 | 5414823268816 | B | IP20 | LED Technology | 3000K | 80 | 20 | .
422 112 93 B | XY180 S121 B | 792.62 | . | XY180 | XY180 | ICS | PRO INT | . |  | INT 0351 | 5414823268717 | B | IP20 | LED Technology | 3000K | 90 | . | .
422 112 93 ED1 B | XY180 S121 DIM1 B | 811.11 | . | XY180 | XY180 | ICS | PRO INT | . |  | INT 0351 | 5414823268724 | B | IP20 | LED Technology | 3000K | 90 | . | .
422 112 93 ED5 B | XY180 S121 DIM5 B | 811.11 | . | XY180 | XY180 | ICS | PRO INT | . |  | INT 0351 | 5414823268731 | B | IP20 | LED Technology | 3000K | 90 | . | .
422 142 93 B | XY180 S121 MINI B | 1011.36 | . | XY180 | XY180 | ICS | PRO INT | . |  | INT 0353 | 5414823268854 | B | IP20 | LED Technology | 3000K | 90 | 20 | .
422 142 93 ED1 B | XY180 S121 MINI DIM1 B | 1029.85 | . | XY180 | XY180 | ICS | PRO INT | . |  | INT 0353 | 5414823268861 | B | IP20 | LED Technology | 3000K | 90 | 20 | .
422 142 93 ED5 B | XY180 S121 MINI DIM5 B | 1029.85 | . | XY180 | XY180 | ICS | PRO INT | . |  | INT 0353 | 5414823268878 | B | IP20 | LED Technology | 3000K | 90 | 20 | .
422 162 811 932 B | XY180 S121 PUNK B | 1154.1 | . | XY180 | XY180 | ICS | PRO INT | . |  | INT 0355 | 5414823268915 | B | IP20 | LED Technology | 3000K | 90 | 33 | .
422 162 811 932 ED1 B | XY180 S121 PUNK DIM1 B | 1172.58 | . | XY180 | XY180 | ICS | PRO INT | . |  | INT 0355 | 5414823268922 | B | IP20 | LED Technology | 3000K | 90 | 33 | .
422 162 811 932 ED5 B | XY180 S121 PUNK DIM5 B | 1172.58 | . | XY180 | XY180 | ICS | PRO INT | . |  | INT 0355 | 5414823268939 | B | IP20 | LED Technology | 3000K | 90 | 33 | .
422 122 93 B | XY180 S122 B | 1098.26 | . | XY180 | XY180 | ICS | PRO INT | . |  | INT 0351 | 5414823268779 | B | IP20 | LED Technology | 3000K | 90 | . | .
422 122 93 ED1 B | XY180 S122 DIM1 B | 1116.74 | . | XY180 | XY180 | ICS | PRO INT | . |  | INT 0351 | 5414823268786 | B | IP20 | LED Technology | 3000K | 90 | . | .
422 122 93 ED5 B | XY180 S122 DIM5 B | 1116.74 | . | XY180 | XY180 | ICS | PRO INT | . |  | INT 0351 | 5414823268793 | B | IP20 | LED Technology | 3000K | 90 | . | .
422 131 83 B | XY180 S80 MINI B | 656.41 | . | XY180 | XY180 | ICS | PRO INT | . |  | INT 0353 | 5414823268809 | B | IP20 | LED Technology | 3000K | 80 | 20 | .
422 111 93 B | XY180 S81 B | 749.04 | . | XY180 | XY180 | ICS | PRO INT | . |  | INT 0351 | 5414823268687 | B | IP20 | LED Technology | 3000K | 90 | . | .
422 111 93 ED1 B | XY180 S81 DIM1 B | 767.53 | . | XY180 | XY180 | ICS | PRO INT | . |  | INT 0351 | 5414823268694 | B | IP20 | LED Technology | 3000K | 90 | . | .
422 111 93 ED5 B | XY180 S81 DIM5 B | 767.53 | . | XY180 | XY180 | ICS | PRO INT | . |  | INT 0351 | 5414823268700 | B | IP20 | LED Technology | 3000K | 90 | . | .
422 141 93 B | XY180 S81 MINI B | 967.81 | . | XY180 | XY180 | ICS | PRO INT | . |  | INT 0353 | 5414823268823 | B | IP20 | LED Technology | 3000K | 90 | 20 | .
422 141 93 ED1 B | XY180 S81 MINI DIM1 B | 986.28 | . | XY180 | XY180 | ICS | PRO INT | . |  | INT 0353 | 5414823268830 | B | IP20 | LED Technology | 3000K | 90 | 20 | .
422 141 93 ED5 B | XY180 S81 MINI DIM5 B | 986.28 | . | XY180 | XY180 | ICS | PRO INT | . |  | INT 0353 | 5414823268847 | B | IP20 | LED Technology | 3000K | 90 | 20 | .
422 161 811 932 B | XY180 S81 PUNK B | 1110.52 | . | XY180 | XY180 | ICS | PRO INT | . |  | INT 0355 | 5414823268885 | B | IP20 | LED Technology | 3000K | 90 | 33 | .
422 161 811 932 ED1 B | XY180 S81 PUNK DIM1 B | 1129 | . | XY180 | XY180 | ICS | PRO INT | . |  | INT 0355 | 5414823268892 | B | IP20 | LED Technology | 3000K | 90 | 33 | .
422 161 811 932 ED5 B | XY180 S81 PUNK DIM5 B | 1129 | . | XY180 | XY180 | ICS | PRO INT | . |  | INT 0355 | 5414823268908 | B | IP20 | LED Technology | 3000K | 90 | 33 | .
422 121 93 B | XY180 S82 B | 1054.7 | . | XY180 | XY180 | ICS | PRO INT | . |  | INT 0351 | 5414823268748 | B | IP20 | LED Technology | 3000K | 90 | . | .
422 121 93 ED1 B | XY180 S82 DIM1 B | 1073.17 | . | XY180 | XY180 | ICS | PRO INT | . |  | INT 0351 | 5414823268755 | B | IP20 | LED Technology | 3000K | 90 | . | .
422 121 93 ED5 B | XY180 S82 DIM5 B | 1073.17 | . | XY180 | XY180 | ICS | PRO INT | . |  | INT 0351 | 5414823268762 | B | IP20 | LED Technology | 3000K | 90 | . | .
313 01 12 W-B | YOU-TURN 111 W-B | 165.29 | . | YOU-TURN | YOU-TURN | ICR | PRO INT | . |  | INT 0113 | 5414823098437 | W-B | IP20 | Halogen Low-Voltage | . | . | . | .
313 010 21 922 W-B | YOU-TURN 20 92733 W-B | 371.99 | . | YOU-TURN | YOU-TURN | ICR | PRO INT | . |  | INT 0113 | 5414823190018 | W-B | IP20 | LED Technology | 2700K | 90 | 33 | .
313 010 21 923 W-B | YOU-TURN 20 92750 W-B | 371.99 | . | YOU-TURN | YOU-TURN | ICR | PRO INT | . |  | INT 0113 | 5414823190025 | W-B | IP20 | LED Technology | 2700K | 90 | 50 | .
313 010 21 932 W-B | YOU-TURN 20 93033 W-B | 371.99 | . | YOU-TURN | YOU-TURN | ICR | PRO INT | . |  | INT 0113 | 5414823190032 | W-B | IP20 | LED Technology | 3000K | 90 | 33 | .
313 010 21 933 W-B | YOU-TURN 20 93050 W-B | 371.99 | . | YOU-TURN | YOU-TURN | ICR | PRO INT | . |  | INT 0113 | 5414823190049 | W-B | IP20 | LED Technology | 3000K | 90 | 50 | .
313 01 811 922 W-B | YOU-TURN 92733 W-B | 345.22 | . | YOU-TURN | YOU-TURN | ICR | PRO INT | . |  | INT 0113 | 5414823234750 | W-B | IP20 | LED Technology | 2700K | 90 | 33 | .
313 01 811 923 W-B | YOU-TURN 92750 W-B | 345.22 | . | YOU-TURN | YOU-TURN | ICR | PRO INT | . |  | INT 0113 | 5414823234767 | W-B | IP20 | LED Technology | 2700K | 90 | 50 | .
313 01 811 932 W-B | YOU-TURN 93033 W-B | 345.22 | . | YOU-TURN | YOU-TURN | ICR | PRO INT | . |  | INT 0113 | 5414823231643 | W-B | IP20 | LED Technology | 3000K | 90 | 33 | .
313 01 811 933 W-B | YOU-TURN 93050 W-B | 345.22 | . | YOU-TURN | YOU-TURN | ICR | PRO INT | . |  | INT 0113 | 5414823234774 | W-B | IP20 | LED Technology | 3000K | 90 | 50 | .
313 01 1902 W-B | YOU-TURN 9-SOFT W-B | 387.61 | . | YOU-TURN | YOU-TURN | ICR | PRO INT | . |  | INT 0113 | 5414823246180 | W-B | IP20 | LED Technology | 2700-1800 | 90 | 40 | .
313 020 21 922 ADM ED8 B-B | YOU-TURN 20 92733 ADM DIM8 B-B | 611.14 | . | YOU-TURN | YOU-TURN ON ADM HIGH | IT | PRO INT | . |  | INT 0629 | 5414823246296 | B-B | IP20 | LED Technology | 2700K | 90 | 33 | 313 020 21 822 ADM ED8 B-B
313 020 21 922 ADM ED8 W-B | YOU-TURN 20 92733 ADM DIM8 W-B | 611.14 | . | YOU-TURN | YOU-TURN ON ADM HIGH | IT | PRO INT | . |  | INT 0629 | 5414823246302 | W-B | IP20 | LED Technology | 2700K | 90 | 33 | 313 020 21 822 ADM ED8 W-B
313 020 21 923 ADM ED8 B-B | YOU-TURN 20 92750 ADM DIM8 B-B | 611.14 | . | YOU-TURN | YOU-TURN ON ADM HIGH | IT | PRO INT | . |  | INT 0629 | 5414823246319 | B-B | IP20 | LED Technology | 2700K | 90 | 50 | 313 020 21 823 ADM ED8 B-B
313 020 21 923 ADM ED8 W-B | YOU-TURN 20 92750 ADM DIM8 W-B | 611.14 | . | YOU-TURN | YOU-TURN ON ADM HIGH | IT | PRO INT | . |  | INT 0629 | 5414823246326 | W-B | IP20 | LED Technology | 2700K | 90 | 50 | 313 020 21 823 ADM ED8 W-B
313 020 21 932 ADM ED8 B-B | YOU-TURN 20 93033 ADM DIM8 B-B | 611.14 | . | YOU-TURN | YOU-TURN ON ADM HIGH | IT | PRO INT | . |  | INT 0629 | 5414823246333 | B-B | IP20 | LED Technology | 3000K | 90 | 33 | 313 020 21 832 ADM ED8 B-B
313 020 21 932 ADM ED8 W-B | YOU-TURN 20 93033 ADM DIM8 W-B | 611.14 | . | YOU-TURN | YOU-TURN ON ADM HIGH | IT | PRO INT | . |  | INT 0629 | 5414823246340 | W-B | IP20 | LED Technology | 3000K | 90 | 33 | 313 020 21 832 ADM ED8 W-B
313 020 21 933 ADM ED8 B-B | YOU-TURN 20 93050 ADM DIM8 B-B | 611.14 | . | YOU-TURN | YOU-TURN ON ADM HIGH | IT | PRO INT | . |  | INT 0629 | 5414823246357 | B-B | IP20 | LED Technology | 3000K | 90 | 50 | 313 020 21 833 ADM ED8 B-B
313 020 21 933 ADM ED8 W-B | YOU-TURN 20 93050 ADM DIM8 W-B | 611.14 | . | YOU-TURN | YOU-TURN ON ADM HIGH | IT | PRO INT | . |  | INT 0629 | 5414823246364 | W-B | IP20 | LED Technology | 3000K | 90 | 50 | 313 020 21 833 ADM ED8 W-B
313 030 21 922 ADM ED1 B-B | YOU-TURN 30 92733 ADM DIM1 B-B | 705.63 | . | YOU-TURN | YOU-TURN ON ADM HIGH | IT | PRO INT | . |  | INT 0629 | 5414823247224 | B-B | IP20 | LED Technology | 2700K | 90 | 33 | 313 030 21 822 ADM ED1 B-B
313 030 21 922 ADM ED1 W-B | YOU-TURN 30 92733 ADM DIM1 W-B | 705.63 | . | YOU-TURN | YOU-TURN ON ADM HIGH | IT | PRO INT | . |  | INT 0629 | 5414823247231 | W-B | IP20 | LED Technology | 2700K | 90 | 33 | 313 030 21 822 ADM ED1 W-B
313 030 21 922 ADM ED5 B-B | YOU-TURN 30 92733 ADM DIM5 B-B | 709.39 | . | YOU-TURN | YOU-TURN ON ADM HIGH | IT | PRO INT | . |  | INT 0629 | 5414823247248 | B-B | IP20 | LED Technology | 2700K | 90 | 33 | 313 030 21 822 ADM ED5 B-B
313 030 21 922 ADM ED5 W-B | YOU-TURN 30 92733 ADM DIM5 W-B | 709.39 | . | YOU-TURN | YOU-TURN ON ADM HIGH | IT | PRO INT | . |  | INT 0629 | 5414823247255 | W-B | IP20 | LED Technology | 2700K | 90 | 33 | 313 030 21 822 ADM ED5 W-B
313 030 21 923 ADM ED1 B-B | YOU-TURN 30 92750 ADM DIM1 B-B | 705.63 | . | YOU-TURN | YOU-TURN ON ADM HIGH | IT | PRO INT | . |  | INT 0629 | 5414823247262 | B-B | IP20 | LED Technology | 2700K | 90 | 50 | 313 030 21 823 ADM ED1 B-B
313 030 21 923 ADM ED1 W-B | YOU-TURN 30 92750 ADM DIM1 W-B | 705.63 | . | YOU-TURN | YOU-TURN ON ADM HIGH | IT | PRO INT | . |  | INT 0629 | 5414823247279 | W-B | IP20 | LED Technology | 2700K | 90 | 50 | 313 030 21 823 ADM ED1 W-B
313 030 21 923 ADM ED5 B-B | YOU-TURN 30 92750 ADM DIM5 B-B | 709.39 | . | YOU-TURN | YOU-TURN ON ADM HIGH | IT | PRO INT | . |  | INT 0629 | 5414823247286 | B-B | IP20 | LED Technology | 2700K | 90 | 50 | 313 030 21 823 ADM ED5 B-B
313 030 21 923 ADM ED5 W-B | YOU-TURN 30 92750 ADM DIM5 W-B | 709.39 | . | YOU-TURN | YOU-TURN ON ADM HIGH | IT | PRO INT | . |  | INT 0629 | 5414823247293 | W-B | IP20 | LED Technology | 2700K | 90 | 50 | 313 030 21 823 ADM ED5 W-B
313 030 21 932 ADM ED1 B-B | YOU-TURN 30 93033 ADM DIM1 B-B | 705.63 | . | YOU-TURN | YOU-TURN ON ADM HIGH | IT | PRO INT | . |  | INT 0629 | 5414823247309 | B-B | IP20 | LED Technology | 3000K | 90 | 33 | 313 030 21 832 ADM ED1 B-B
313 030 21 932 ADM ED1 W-B | YOU-TURN 30 93033 ADM DIM1 W-B | 705.63 | . | YOU-TURN | YOU-TURN ON ADM HIGH | IT | PRO INT | . |  | INT 0629 | 5414823247316 | W-B | IP20 | LED Technology | 3000K | 90 | 33 | 313 030 21 832 ADM ED1 W-B
313 030 21 932 ADM ED5 B-B | YOU-TURN 30 93033 ADM DIM5 B-B | 709.39 | . | YOU-TURN | YOU-TURN ON ADM HIGH | IT | PRO INT | . |  | INT 0629 | 5414823247323 | B-B | IP20 | LED Technology | 3000K | 90 | 33 | 313 030 21 832 ADM ED5 B-B
313 030 21 932 ADM ED5 W-B | YOU-TURN 30 93033 ADM DIM5 W-B | 709.39 | . | YOU-TURN | YOU-TURN ON ADM HIGH | IT | PRO INT | . |  | INT 0629 | 5414823247330 | W-B | IP20 | LED Technology | 3000K | 90 | 33 | 313 030 21 832 ADM ED5 W-B
313 030 21 933 ADM ED1 B-B | YOU-TURN 30 93050 ADM DIM1 B-B | 705.63 | . | YOU-TURN | YOU-TURN ON ADM HIGH | IT | PRO INT | . |  | INT 0629 | 5414823247347 | B-B | IP20 | LED Technology | 3000K | 90 | 50 | 313 030 21 833 ADM ED1 B-B
313 030 21 933 ADM ED1 W-B | YOU-TURN 30 93050 ADM DIM1 W-B | 705.63 | . | YOU-TURN | YOU-TURN ON ADM HIGH | IT | PRO INT | . |  | INT 0629 | 5414823247354 | W-B | IP20 | LED Technology | 3000K | 90 | 50 | 313 030 21 833 ADM ED1 W-B
313 030 21 933 ADM ED5 B-B | YOU-TURN 30 93050 ADM DIM5 B-B | 709.39 | . | YOU-TURN | YOU-TURN ON ADM HIGH | IT | PRO INT | . |  | INT 0629 | 5414823247361 | B-B | IP20 | LED Technology | 3000K | 90 | 50 | 313 030 21 833 ADM ED5 B-B
313 030 21 933 ADM ED5 W-B | YOU-TURN 30 93050 ADM DIM5 W-B | 709.39 | . | YOU-TURN | YOU-TURN ON ADM HIGH | IT | PRO INT | . |  | INT 0629 | 5414823247378 | W-B | IP20 | LED Technology | 3000K | 90 | 50 | 313 030 21 833 ADM ED5 W-B
313 020 811 922 ADM ED8 B-B | YOU-TURN 92733 ADM DIM8 B-B | 556.72 | . | YOU-TURN | YOU-TURN ON ADM LOW | IT | PRO INT | . |  | INT 0629 | 5414823246456 | B-B | IP20 | LED Technology | 2700K | 90 | 33 | 313 020 811 822 ADM ED8 B-B
313 020 811 922 ADM ED8 W-B | YOU-TURN 92733 ADM DIM8 W-B | 556.72 | . | YOU-TURN | YOU-TURN ON ADM LOW | IT | PRO INT | . |  | INT 0629 | 5414823246463 | W-B | IP20 | LED Technology | 2700K | 90 | 33 | 313 020 811 822 ADM ED8 W-B
313 020 811 923 ADM ED8 B-B | YOU-TURN 92750 ADM DIM8 B-B | 556.72 | . | YOU-TURN | YOU-TURN ON ADM LOW | IT | PRO INT | . |  | INT 0629 | 5414823246487 | B-B | IP20 | LED Technology | 2700K | 90 | 50 | 313 020 811 823 ADM ED8 B-B
313 020 811 923 ADM ED8 W-B | YOU-TURN 92750 ADM DIM8 W-B | 556.72 | . | YOU-TURN | YOU-TURN ON ADM LOW | IT | PRO INT | . |  | INT 0629 | 5414823246494 | W-B | IP20 | LED Technology | 2700K | 90 | 50 | 313 020 811 823 ADM ED8 W-B
313 020 811 932 ADM ED8 B-B | YOU-TURN 93033 ADM DIM8 B-B | 556.72 | . | YOU-TURN | YOU-TURN ON ADM LOW | IT | PRO INT | . |  | INT 0629 | 5414823246517 | B-B | IP20 | LED Technology | 3000K | 90 | 33 | 313 020 811 832 ADM ED8 B-B
313 020 811 932 ADM ED8 W-B | YOU-TURN 93033 ADM DIM8 W-B | 556.72 | . | YOU-TURN | YOU-TURN ON ADM LOW | IT | PRO INT | . |  | INT 0629 | 5414823236983 | W-B | IP20 | LED Technology | 3000K | 90 | 33 | 313 020 811 832 ADM ED8 W-B
313 020 811 933 ADM ED8 B-B | YOU-TURN 93050 ADM DIM8 B-B | 556.72 | . | YOU-TURN | YOU-TURN ON ADM LOW | IT | PRO INT | . |  | INT 0629 | 5414823246524 | B-B | IP20 | LED Technology | 3000K | 90 | 50 | 313 020 811 833 ADM ED8 B-B
313 020 811 933 ADM ED8 W-B | YOU-TURN 93050 ADM DIM8 W-B | 556.72 | . | YOU-TURN | YOU-TURN ON ADM LOW | IT | PRO INT | . |  | INT 0629 | 5414823246531 | W-B | IP20 | LED Technology | 3000K | 90 | 50 | 313 020 811 833 ADM ED8 W-B
313 020 811 922 ED8 W-B | YOU-TURN ON 92733 DIM8 W-B | 556.72 | . | YOU-TURN | YOU-TURN ON LOW | ICS | PRO INT | . |  | INT 0241 | 5414823246470 | W-B | IP20 | LED Technology | 2700K | 90 | 33 | .
313 020 811 923 ED8 W-B | YOU-TURN ON 92750 DIM8 W-B | 556.72 | . | YOU-TURN | YOU-TURN ON LOW | ICS | PRO INT | . |  | INT 0241 | 5414823246500 | W-B | IP20 | LED Technology | 2700K | 90 | 50 | .
313 020 811 932 ED8 W-B | YOU-TURN ON 93033 DIM8 W-B | 556.72 | . | YOU-TURN | YOU-TURN ON LOW | ICS | PRO INT | . |  | INT 0241 | 5414823234958 | W-B | IP20 | LED Technology | 3000K | 90 | 33 | .
313 020 811 933 ED8 W-B | YOU-TURN ON 93050 DIM8 W-B | 556.72 | . | YOU-TURN | YOU-TURN ON LOW | ICS | PRO INT | . |  | INT 0241 | 5414823246548 | W-B | IP20 | LED Technology | 3000K | 90 | 50 | .
<< | [7 empty] | ▼ | ▼
Прайс-лист~PRICELIST LBAE
RUSSIA
Версия V1
Цены действительны с 01-04-2019 Цены указаны в евро, включая НДС. Все цены указаны без учета стоимости ламп.
Артикулы, цены которых отмечены символом '∆', могут подпадать под особенные условия продаж
Этот прайс-лист отменяет и заменяет все предыдущие прайс-листы. Компания оставляет за собой право изменять цены без предварительного уведомления.
Рекомендованные цены перепродажи указаны исключительно для информации,
и не создают обязанности для дистрибьютора по установлению и поддержанию цен на рекомендованном уровне.
При осуществлении своей хозяйственной деятельности дистрибьютор никаким образом не связан указанными рекомендованными
ценами и вправе свободно и по своему усмотрению устанавливать цены перепродажи товаров
Любой договор регулируется общими положениями и условиями продажи Компании, о которых заказчик уведомлен.
Компания не несет ответственности за передачу данной информации.
Прайс лис издан 29-03-2019.
PRICELIST LBAE
RUSSIA
Version V1
Suggested Retail Price (SRP) for Products according to IEC 60598 standard ~ Valid as from 01-04-2019 ~ Prices EXW Russia, incl. VAT, excl. Lamps.
Prices valid as from 01-04-2019. Prices in EUR including VAT, excluding Lamps.
Articles marked with '∆' next to the price, may have divergent sales conditions ¨ column RR = 'Reduced Rebate'
This price list cancels and replaces all previous price lists. The Company reserves the right to change prices without prior notification.
The recommended resale prices are provided for guidance purposes only
and should not in any case be considered as an obligation for the distributor to maintain the resale prices at the recommended level.
While conducting it's business activity, the distributor is not bound by the recommended resale prices and is free to determine the resale price at its own discretion
Any contract is governed by the general terms and conditions of sale of The Company, of which the client acknowledges receipt.
The Company is not responsable for this data transfer.
Pricelist established dd. 29-03-2019.
LEGENDE
| Обозначения |  | Product Identification
| Новинка 'Anniversary Edition' | Æ | NEW in 'Anniversary Edition' |  |  |  |  | ◄
| Модификаций в данном Прайс-листе |  | Modifications per Pricelist Version
| Изменение цены РРЦ | .S# | SRP modification | [5 empty] | ◄
| Изменение артикула | .R# | reference modification | [5 empty] | ◄
| изменение цены | .P# | parameter modification | [5 empty] | ◄
>>